## status
0 | RM17JC00MW | https://www.se.com/ww/en/product/RM17JC00MW/ | Found
1 | RM17TA00 | https://www.se.com/ww/en/product/RM17TA00/ | Found
2 | RM17TE00 | https://www.se.com/ww/en/product/RM17TE00/ | Found
3 | RM10TE00 | https://www.se.com/ww/en/product/RM10TE00/ | Not Found
4 | RE22R2AMR | https://www.se.com/ww/en/product/RE22R2AMR/ | Found
5 | RE22R2CMR | https://www.se.com/ww/en/product/RE22R2CMR/ | Found
6 | RMTJ60BD | https://www.se.com/ww/en/product/RMTJ60BD/ | Found
7 | XVDLS37 | https://www.se.com/ww/en/product/XVDLS37/ | Found
8 | XVDLS38 | https://www.se.com/ww/en/product/XVDLS38/ | Found
9 | RHT428B | https://www.se.com/ww/en/product/RHT428B/ | Found
10 | RHT418BE | https://www.se.com/ww/en/product/RHT418BE/ | Found
11 | RSB1A160M7S | https://www.se.com/ww/en/product/RSB1A160M7S/ | Found
12 | RSB1A160NDS | https://www.se.com/ww/en/product/RSB1A160NDS/ | Found
13 | RSB2A080P7S | https://www.se.com/ww/en/product/RSB2A080P7S/ | Found
14 | RSB2A080RDS | https://www.se.com/ww/en/product/RSB2A080RDS/ | Found
15 | RSB2A080U7S | https://www.se.com/ww/en/product/RSB2A080U7S/ | Found
16 | RSB2A080M7S | https://www.se.com/ww/en/product/RSB2A080M7S/ | Found

## raw_datasheet
| Reference | Section | Parameters | Value | Param_ID | Spec_ID | Spec_Data
0 | RM17JC00MW | Main | range of product | Zelio Control | RM17JC00MWrange of product | RM17JC00MWrange of product | Zelio ControlXXXX
1 | RM17JC00MW | Main | product or component type | Modular measurement and control relays | RM17JC00MWproduct or component type | RM17JC00MWproduct or component type | Modular measurement and control relaysXXXX
2 | RM17JC00MW | Main | relay type | Current control relay | RM17JC00MWrelay type | RM17JC00MWrelay type | Current control relayXXXX
3 | RM17JC00MW | Main | relay name | RM17JC | RM17JC00MWrelay name | RM17JC00MWrelay name | RM17JCXXXX
4 | RM17JC00MW | Main | relay monitored parameters | Overcurrent detection | RM17JC00MWrelay monitored parameters | RM17JC00MWrelay monitored parameters | Overcurrent detectionXXXX
5 | RM17JC00MW | Main | time delay | Without | RM17JC00MWtime delay | RM17JC00MWtime delay | WithoutXXXX
6 | RM17JC00MW | Main | switching capacity in VA | 1250 VA | RM17JC00MWswitching capacity in VA | RM17JC00MWswitching capacity in VA | 1250 VAXXXX
7 | RM17JC00MW | Main | minimum switching current | 10 mA at 5 V DC | RM17JC00MWminimum switching current | RM17JC00MWminimum switching current | 10 mA at 5 V DCXXXX
8 | RM17JC00MW | Main | maximum power consumption in VA | 3 VA | RM17JC00MWmaximum power consumption in VA | RM17JC00MWmaximum power consumption in VA | 3 VAXXXX
9 | RM17JC00MW | Main | measurement range | 2...20 A current | RM17JC00MWmeasurement range | RM17JC00MWmeasurement range | 2...20 A currentXXXX
10 | RM17JC00MW | Main | utilisation category | AC-12 conforming to IEC 60947-5-1 AC-13 conforming to IEC 60947-5-1 AC-14 conforming to IEC 60947-5-1 AC-15 conforming to IEC 60947-5-1 DC-12 conforming to IEC 60947-5-1 DC-13 conforming to IEC 60947-5-1 DC-14 conforming to IEC 60947-5-1 | RM17JC00MWutilisation category | RM17JC00MWutilisation category | AC-12 conforming to IEC 60947-5-1 AC-13 conforming to IEC 60947-5-1 AC-14 conforming to IEC 60947-5-1 AC-15 conforming to IEC 60947-5-1 DC-12 conforming to IEC 60947-5-1 DC-13 conforming to IEC 60947-5-1 DC-14 conforming to IEC 60947-5-1XXXX
11 | RM17JC00MW | Complementary | maximum switching voltage | 250 V AC/DC | RM17JC00MWmaximum switching voltage | RM17JC00MWmaximum switching voltage | 250 V AC/DCXXXX
12 | RM17JC00MW | Complementary | [Us] rated supply voltage | 24...240 V AC/DC 50/60 Hz +/- 10 % | RM17JC00MW[Us] rated supply voltage | RM17JC00MW[Us] rated supply voltage | 24...240 V AC/DC 50/60 Hz +/- 10 %XXXX
13 | RM17JC00MW | Complementary | supply voltage limits | 20.4…264 V AC/DC | RM17JC00MWsupply voltage limits | RM17JC00MWsupply voltage limits | 20.4…264 V AC/DCXXXX
14 | RM17JC00MW | Complementary | operating voltage tolerance | - 15 % + 10 % Un | RM17JC00MWoperating voltage tolerance | RM17JC00MWoperating voltage tolerance | - 15 % + 10 % UnXXXX
15 | RM17JC00MW | Complementary | maximum power consumption in W | 1 W | RM17JC00MWmaximum power consumption in W | RM17JC00MWmaximum power consumption in W | 1 WXXXX
16 | RM17JC00MW | Complementary | control circuit frequency | 40...70 Hz sinusoidal | RM17JC00MWcontrol circuit frequency | RM17JC00MWcontrol circuit frequency | 40...70 Hz sinusoidalXXXX
17 | RM17JC00MW | Complementary | output contacts | 1 C/O | RM17JC00MWoutput contacts | RM17JC00MWoutput contacts | 1 C/OXXXX
18 | RM17JC00MW | Complementary | nominal output current | 5 A | RM17JC00MWnominal output current | RM17JC00MWnominal output current | 5 AXXXX
19 | RM17JC00MW | Complementary | maximum measuring cycle | 30 ms measurement cycle as true rms value | RM17JC00MWmaximum measuring cycle | RM17JC00MWmaximum measuring cycle | 30 ms measurement cycle as true rms valueXXXX
20 | RM17JC00MW | Complementary | hysteresis | 15 % fixed of threshold setting | RM17JC00MWhysteresis | RM17JC00MWhysteresis | 15 % fixed of threshold settingXXXX
21 | RM17JC00MW | Complementary | delay at power up | 0.5 s | RM17JC00MWdelay at power up | RM17JC00MWdelay at power up | 0.5 sXXXX
22 | RM17JC00MW | Complementary | measurement accuracy | +/- 10 % of the full scale value | RM17JC00MWmeasurement accuracy | RM17JC00MWmeasurement accuracy | +/- 10 % of the full scale valueXXXX
23 | RM17JC00MW | Complementary | repeat accuracy | +/- 0.5 % for input and measurement circuit | RM17JC00MWrepeat accuracy | RM17JC00MWrepeat accuracy | +/- 0.5 % for input and measurement circuitXXXX
24 | RM17JC00MW | Complementary | measurement error | +/- 0.05 %/°C with temperature variation < 1 % over the whole range with voltage variation | RM17JC00MWmeasurement error | RM17JC00MWmeasurement error | +/- 0.05 %/°C with temperature variation < 1 % over the whole range with voltage variationXXXX
25 | RM17JC00MW | Complementary | response time | < 200 ms (in the event of a fault) | RM17JC00MWresponse time | RM17JC00MWresponse time | < 200 ms (in the event of a fault)XXXX
26 | RM17JC00MW | Complementary | polarity | Yes DC | RM17JC00MWpolarity | RM17JC00MWpolarity | Yes DCXXXX
27 | RM17JC00MW | Complementary | threshold setting | 10...100 % | RM17JC00MWthreshold setting | RM17JC00MWthreshold setting | 10...100 %XXXX
28 | RM17JC00MW | Complementary | input current | 100000 mA permanent at 25 °C 300000 mA non repetitive < 3 s at 25 °C | RM17JC00MWinput current | RM17JC00MWinput current | 100000 mA permanent at 25 °C 300000 mA non repetitive < 3 s at 25 °CXXXX
29 | RM17JC00MW | Complementary | marking | CE : 73/23/EEC CE : EMC 89/336/EEC | RM17JC00MWmarking | RM17JC00MWmarking | CE : 73/23/EEC CE : EMC 89/336/EECXXXX
30 | RM17JC00MW | Complementary | overvoltage category | III conforming to IEC 60664-1 | RM17JC00MWovervoltage category | RM17JC00MWovervoltage category | III conforming to IEC 60664-1XXXX
31 | RM17JC00MW | Complementary | insulation resistance | > 500 MOhm at 500 V DC conforming to IEC 60255-5 > 500 MOhm at 500 V DC conforming to IEC 60664-1 | RM17JC00MWinsulation resistance | RM17JC00MWinsulation resistance | > 500 MOhm at 500 V DC conforming to IEC 60255-5 > 500 MOhm at 500 V DC conforming to IEC 60664-1XXXX
32 | RM17JC00MW | Complementary | [Ui] rated insulation voltage | 400 V conforming to IEC 60664-1 | RM17JC00MW[Ui] rated insulation voltage | RM17JC00MW[Ui] rated insulation voltage | 400 V conforming to IEC 60664-1XXXX
33 | RM17JC00MW | Complementary | insulation | Between supply and measurement | RM17JC00MWinsulation | RM17JC00MWinsulation | Between supply and measurementXXXX
34 | RM17JC00MW | Complementary | operating position | Any position without derating | RM17JC00MWoperating position | RM17JC00MWoperating position | Any position without deratingXXXX
35 | RM17JC00MW | Complementary | connections - terminals | Screw terminals, 1 x 0.5...1 x 4 mm² (AWG 20...AWG 11) solid without cable end Screw terminals, 2 x 0.5...2 x 2.5 mm² (AWG 20...AWG 14) solid without cable end Screw terminals, 1 x 0.2...1 x 2.5 mm² (AWG 24...AWG 12) flexible with cable end Screw terminals, 2 x 0.2...2 x 1.5 mm² (AWG 24...AWG 16) flexible with cable end | RM17JC00MWconnections - terminals | RM17JC00MWconnections - terminals | Screw terminals, 1 x 0.5...1 x 4 mm² (AWG 20...AWG 11) solid without cable end Screw terminals, 2 x 0.5...2 x 2.5 mm² (AWG 20...AWG 14) solid without cable end Screw terminals, 1 x 0.2...1 x 2.5 mm² (AWG 24...AWG 12) flexible with cable end Screw terminals, 2 x 0.2...2 x 1.5 mm² (AWG 24...AWG 16) flexible with cable endXXXX
36 | RM17JC00MW | Complementary | tightening torque | 0.6…1 N.m conforming to IEC 60947-1 | RM17JC00MWtightening torque | RM17JC00MWtightening torque | 0.6…1 N.m conforming to IEC 60947-1XXXX
37 | RM17JC00MW | Complementary | housing material | Self-extinguishing plastic | RM17JC00MWhousing material | RM17JC00MWhousing material | Self-extinguishing plasticXXXX
38 | RM17JC00MW | Complementary | local signalling | LED (green) for power ON LED (yellow) for relay ON | RM17JC00MWlocal signalling | RM17JC00MWlocal signalling | LED (green) for power ON LED (yellow) for relay ONXXXX
39 | RM17JC00MW | Complementary | mounting support | 35 mm symmetrical DIN rail conforming to EN/IEC 60715 | RM17JC00MWmounting support | RM17JC00MWmounting support | 35 mm symmetrical DIN rail conforming to EN/IEC 60715XXXX
40 | RM17JC00MW | Complementary | electrical durability | 100000 cycles | RM17JC00MWelectrical durability | RM17JC00MWelectrical durability | 100000 cyclesXXXX
41 | RM17JC00MW | Complementary | mechanical durability | 30000000 cycles | RM17JC00MWmechanical durability | RM17JC00MWmechanical durability | 30000000 cyclesXXXX
42 | RM17JC00MW | Complementary | operating rate | <= 360 operations/hour full load | RM17JC00MWoperating rate | RM17JC00MWoperating rate | <= 360 operations/hour full loadXXXX
43 | RM17JC00MW | Complementary | contacts material | Cadmium free | RM17JC00MWcontacts material | RM17JC00MWcontacts material | Cadmium freeXXXX
44 | RM17JC00MW | Complementary | width | 17.5 mm | RM17JC00MWwidth | RM17JC00MWwidth | 17.5 mmXXXX
45 | RM17JC00MW | Complementary | net weight | 0.13 kg | RM17JC00MWnet weight | RM17JC00MWnet weight | 0.13 kgXXXX
46 | RM17JC00MW | Environment | immunity to microbreaks | 10 ms | RM17JC00MWimmunity to microbreaks | RM17JC00MWimmunity to microbreaks | 10 msXXXX
47 | RM17JC00MW | Environment | electromagnetic compatibility | Emission standard for industrial environments conforming to EN/IEC 61000-6-4 Emission standard for residential, commercial and light-industrial environments conforming to EN/IEC 61000-6-3 Immunity for industrial environments conforming to NF EN/IEC 61000-6-2 | RM17JC00MWelectromagnetic compatibility | RM17JC00MWelectromagnetic compatibility | Emission standard for industrial environments conforming to EN/IEC 61000-6-4 Emission standard for residential, commercial and light-industrial environments conforming to EN/IEC 61000-6-3 Immunity for industrial environments conforming to NF EN/IEC 61000-6-2XXXX
48 | RM17JC00MW | Environment | standards | EN/IEC 60255-6 | RM17JC00MWstandards | RM17JC00MWstandards | EN/IEC 60255-6XXXX
49 | RM17JC00MW | Environment | product certifications | GL C-Tick GOST UL CSA | RM17JC00MWproduct certifications | RM17JC00MWproduct certifications | GL C-Tick GOST UL CSAXXXX
50 | RM17JC00MW | Environment | ambient air temperature for storage | -40…70 °C | RM17JC00MWambient air temperature for storage | RM17JC00MWambient air temperature for storage | -40…70 °CXXXX
51 | RM17JC00MW | Environment | ambient air temperature for operation | -20…50 °C | RM17JC00MWambient air temperature for operation | RM17JC00MWambient air temperature for operation | -20…50 °CXXXX
52 | RM17JC00MW | Environment | relative humidity | 95 % at 55 °C conforming to IEC 60068-2-30 | RM17JC00MWrelative humidity | RM17JC00MWrelative humidity | 95 % at 55 °C conforming to IEC 60068-2-30XXXX
53 | RM17JC00MW | Environment | vibration resistance | 0.35 mm (f= 5…57.6 Hz) conforming to IEC 60068-2-6 1 gn (f= 57.6…150 Hz) conforming to IEC 60255-21-1 | RM17JC00MWvibration resistance | RM17JC00MWvibration resistance | 0.35 mm (f= 5…57.6 Hz) conforming to IEC 60068-2-6 1 gn (f= 57.6…150 Hz) conforming to IEC 60255-21-1XXXX
54 | RM17JC00MW | Environment | shock resistance | 15 gn for 11 ms conforming to IEC 60255-21-1 | RM17JC00MWshock resistance | RM17JC00MWshock resistance | 15 gn for 11 ms conforming to IEC 60255-21-1XXXX
55 | RM17JC00MW | Environment | IP degree of protection | IP20 (terminals) conforming to IEC 60529 IP30 (casing) conforming to IEC 60529 | RM17JC00MWIP degree of protection | RM17JC00MWIP degree of protection | IP20 (terminals) conforming to IEC 60529 IP30 (casing) conforming to IEC 60529XXXX
56 | RM17JC00MW | Environment | pollution degree | 3 conforming to IEC 60664-1 | RM17JC00MWpollution degree | RM17JC00MWpollution degree | 3 conforming to IEC 60664-1XXXX
57 | RM17JC00MW | Environment | dielectric test voltage | 2 kV AC 50 Hz | RM17JC00MWdielectric test voltage | RM17JC00MWdielectric test voltage | 2 kV AC 50 HzXXXX
58 | RM17JC00MW | Environment | non-dissipating shock wave | 4 kV | RM17JC00MWnon-dissipating shock wave | RM17JC00MWnon-dissipating shock wave | 4 kVXXXX
59 | RM17JC00MW | Offer Sustainability | Sustainable offer status | Green Premium product | RM17JC00MWSustainable offer status | RM17JC00MWSustainable offer status | Green Premium productXXXX
60 | RM17JC00MW | Offer Sustainability | REACh Regulation | REACh Declaration | RM17JC00MWREACh Regulation | RM17JC00MWREACh Regulation | REACh DeclarationXXXX
61 | RM17JC00MW | Offer Sustainability | EU RoHS Directive | Pro-active compliance (Product out of EU RoHS legal scope) EU RoHS Declaration | RM17JC00MWEU RoHS Directive | RM17JC00MWEU RoHS Directive | Pro-active compliance (Product out of EU RoHS legal scope) EU RoHS DeclarationXXXX
62 | RM17JC00MW | Offer Sustainability | Mercury free | Yes | RM17JC00MWMercury free | RM17JC00MWMercury free | YesXXXX
63 | RM17JC00MW | Offer Sustainability | RoHS exemption information | Yes | RM17JC00MWRoHS exemption information | RM17JC00MWRoHS exemption information | YesXXXX
64 | RM17JC00MW | Offer Sustainability | China RoHS Regulation | China RoHS declaration | RM17JC00MWChina RoHS Regulation | RM17JC00MWChina RoHS Regulation | China RoHS declarationXXXX
65 | RM17JC00MW | Offer Sustainability | Environmental Disclosure | Product Environmental Profile | RM17JC00MWEnvironmental Disclosure | RM17JC00MWEnvironmental Disclosure | Product Environmental ProfileXXXX
66 | RM17JC00MW | Offer Sustainability | Circularity Profile | End of Life Information | RM17JC00MWCircularity Profile | RM17JC00MWCircularity Profile | End of Life InformationXXXX
67 | RM17JC00MW | Offer Sustainability | WEEE | The product must be disposed on European Union markets following specific waste collection and never end up in rubbish bins | RM17JC00MWWEEE | RM17JC00MWWEEE | The product must be disposed on European Union markets following specific waste collection and never end up in rubbish binsXXXX
68 | RM17JC00MW | Contractual warranty | Warranty | 18 months | RM17JC00MWWarranty | RM17JC00MWWarranty | 18 monthsXXXX
69 | RM17TA00 | Main | range of product | Zelio Control | RM17TA00range of product | RM17TA00range of product | Zelio ControlXXXX
70 | RM17TA00 | Main | product or component type | Modular measurement and control relays | RM17TA00product or component type | RM17TA00product or component type | Modular measurement and control relaysXXXX
71 | RM17TA00 | Main | relay type | Multifunction control relay | RM17TA00relay type | RM17TA00relay type | Multifunction control relayXXXX
72 | RM17TA00 | Main | product specific application | For 3-phase supply | RM17TA00product specific application | RM17TA00product specific application | For 3-phase supplyXXXX
73 | RM17TA00 | Main | relay name | RM17TA | RM17TA00relay name | RM17TA00relay name | RM17TAXXXX
74 | RM17TA00 | Main | relay monitored parameters | Asymmetry Phase sequence Phase failure detection | RM17TA00relay monitored parameters | RM17TA00relay monitored parameters | Asymmetry Phase sequence Phase failure detectionXXXX
75 | RM17TA00 | Main | time delay | Adjustable 0.1...10 s, +/- 10 % of the full scale value | RM17TA00time delay | RM17TA00time delay | Adjustable 0.1...10 s, +/- 10 % of the full scale valueXXXX
76 | RM17TA00 | Main | switching capacity in VA | 1250 VA | RM17TA00switching capacity in VA | RM17TA00switching capacity in VA | 1250 VAXXXX
77 | RM17TA00 | Main | measurement range | 208...480 V voltage AC | RM17TA00measurement range | RM17TA00measurement range | 208...480 V voltage ACXXXX
78 | RM17TA00 | Complementary | reset time | 1500 ms time delay | RM17TA00reset time | RM17TA00reset time | 1500 ms time delayXXXX
79 | RM17TA00 | Complementary | maximum switching voltage | 250 V AC 250 V DC | RM17TA00maximum switching voltage | RM17TA00maximum switching voltage | 250 V AC 250 V DCXXXX
80 | RM17TA00 | Complementary | minimum switching current | 10 mA at 5 V DC | RM17TA00minimum switching current | RM17TA00minimum switching current | 10 mA at 5 V DCXXXX
81 | RM17TA00 | Complementary | maximum switching current | 5 A AC 5 A DC | RM17TA00maximum switching current | RM17TA00maximum switching current | 5 A AC 5 A DCXXXX
82 | RM17TA00 | Complementary | supply voltage limits | 183…528 V AC | RM17TA00supply voltage limits | RM17TA00supply voltage limits | 183…528 V ACXXXX
83 | RM17TA00 | Complementary | control circuit voltage limits | - 12 % + 10 % Un | RM17TA00control circuit voltage limits | RM17TA00control circuit voltage limits | - 12 % + 10 % UnXXXX
84 | RM17TA00 | Complementary | power consumption in VA | 0…22 VA at 400 V AC 50 Hz | RM17TA00power consumption in VA | RM17TA00power consumption in VA | 0…22 VA at 400 V AC 50 HzXXXX
85 | RM17TA00 | Complementary | control circuit frequency | 50...60 Hz +/- 10 % | RM17TA00control circuit frequency | RM17TA00control circuit frequency | 50...60 Hz +/- 10 %XXXX
86 | RM17TA00 | Complementary | output contacts | 1 C/O | RM17TA00output contacts | RM17TA00output contacts | 1 C/OXXXX
87 | RM17TA00 | Complementary | nominal output current | 5 A | RM17TA00nominal output current | RM17TA00nominal output current | 5 AXXXX
88 | RM17TA00 | Complementary | measurement voltage limits | 183…528 V AC | RM17TA00measurement voltage limits | RM17TA00measurement voltage limits | 183…528 V ACXXXX
89 | RM17TA00 | Complementary | hysteresis | 2 % | RM17TA00hysteresis | RM17TA00hysteresis | 2 %XXXX
90 | RM17TA00 | Complementary | delay at power up | 650 ms | RM17TA00delay at power up | RM17TA00delay at power up | 650 msXXXX
91 | RM17TA00 | Complementary | maximum measuring cycle | 150 ms measurement cycle as true rms value | RM17TA00maximum measuring cycle | RM17TA00maximum measuring cycle | 150 ms measurement cycle as true rms valueXXXX
92 | RM17TA00 | Complementary | threshold adjustment voltage | +2...+17 % in the range 480 V AC 2...20 % of Un selected -2...-17 % in the range 220 V AC -2...-12 % in the range 208 V AC | RM17TA00threshold adjustment voltage | RM17TA00threshold adjustment voltage | +2...+17 % in the range 480 V AC 2...20 % of Un selected -2...-17 % in the range 220 V AC -2...-12 % in the range 208 V ACXXXX
93 | RM17TA00 | Complementary | voltage range | 208...480 V phase to phase | RM17TA00voltage range | RM17TA00voltage range | 208...480 V phase to phaseXXXX
94 | RM17TA00 | Complementary | adjustment of asymmetry threshold | 5...15 % of Un selected | RM17TA00adjustment of asymmetry threshold | RM17TA00adjustment of asymmetry threshold | 5...15 % of Un selectedXXXX
95 | RM17TA00 | Complementary | repeat accuracy | 0.5 % for input and measurement circuit 3 % for time delay | RM17TA00repeat accuracy | RM17TA00repeat accuracy | 0.5 % for input and measurement circuit 3 % for time delayXXXX
96 | RM17TA00 | Complementary | measurement error | < 0.05 %/°C with temperature variation < 1 % over the whole range with voltage variation | RM17TA00measurement error | RM17TA00measurement error | < 0.05 %/°C with temperature variation < 1 % over the whole range with voltage variationXXXX
97 | RM17TA00 | Complementary | phase failure sensitivity | 0.7 Un | RM17TA00phase failure sensitivity | RM17TA00phase failure sensitivity | 0.7 UnXXXX
98 | RM17TA00 | Complementary | response time | < 200 ms (in the event of a fault) | RM17TA00response time | RM17TA00response time | < 200 ms (in the event of a fault)XXXX
99 | RM17TA00 | Complementary | marking | CE | RM17TA00marking | RM17TA00marking | CEXXXX
100 | RM17TA00 | Complementary | overvoltage category | III conforming to IEC 60664-1 | RM17TA00overvoltage category | RM17TA00overvoltage category | III conforming to IEC 60664-1XXXX
101 | RM17TA00 | Complementary | insulation resistance | > 500 MOhm at 500 V DC conforming to IEC 60255-5 > 500 MOhm at 500 V DC conforming to IEC 60664-1 | RM17TA00insulation resistance | RM17TA00insulation resistance | > 500 MOhm at 500 V DC conforming to IEC 60255-5 > 500 MOhm at 500 V DC conforming to IEC 60664-1XXXX
102 | RM17TA00 | Complementary | [Ui] rated insulation voltage | 400 V conforming to IEC 60664-1 | RM17TA00[Ui] rated insulation voltage | RM17TA00[Ui] rated insulation voltage | 400 V conforming to IEC 60664-1XXXX
103 | RM17TA00 | Complementary | supply frequency | 50/60 Hz +/- 10 % | RM17TA00supply frequency | RM17TA00supply frequency | 50/60 Hz +/- 10 %XXXX
104 | RM17TA00 | Complementary | operating position | Any position without derating | RM17TA00operating position | RM17TA00operating position | Any position without deratingXXXX
105 | RM17TA00 | Complementary | connections - terminals | Screw terminals, 1 x 0.5...1 x 4 mm² (AWG 20...AWG 11) solid without cable end Screw terminals, 2 x 0.5...2 x 2.5 mm² (AWG 20...AWG 14) solid without cable end Screw terminals, 1 x 0.2...1 x 2.5 mm² (AWG 24...AWG 12) flexible with cable end Screw terminals, 2 x 0.2...2 x 1.5 mm² (AWG 24...AWG 16) flexible with cable end | RM17TA00connections - terminals | RM17TA00connections - terminals | Screw terminals, 1 x 0.5...1 x 4 mm² (AWG 20...AWG 11) solid without cable end Screw terminals, 2 x 0.5...2 x 2.5 mm² (AWG 20...AWG 14) solid without cable end Screw terminals, 1 x 0.2...1 x 2.5 mm² (AWG 24...AWG 12) flexible with cable end Screw terminals, 2 x 0.2...2 x 1.5 mm² (AWG 24...AWG 16) flexible with cable endXXXX
106 | RM17TA00 | Complementary | tightening torque | 0.6…1 N.m conforming to IEC 60947-1 | RM17TA00tightening torque | RM17TA00tightening torque | 0.6…1 N.m conforming to IEC 60947-1XXXX
107 | RM17TA00 | Complementary | housing material | Self-extinguishing plastic | RM17TA00housing material | RM17TA00housing material | Self-extinguishing plasticXXXX
108 | RM17TA00 | Complementary | local signalling | LED (green) for power ON LED (yellow) for relay ON | RM17TA00local signalling | RM17TA00local signalling | LED (green) for power ON LED (yellow) for relay ONXXXX
109 | RM17TA00 | Complementary | mounting support | 35 mm symmetrical DIN rail conforming to EN/IEC 60715 | RM17TA00mounting support | RM17TA00mounting support | 35 mm symmetrical DIN rail conforming to EN/IEC 60715XXXX
110 | RM17TA00 | Complementary | electrical durability | 100000 cycles | RM17TA00electrical durability | RM17TA00electrical durability | 100000 cyclesXXXX
111 | RM17TA00 | Complementary | mechanical durability | 30000000 cycles | RM17TA00mechanical durability | RM17TA00mechanical durability | 30000000 cyclesXXXX
112 | RM17TA00 | Complementary | operating rate | <= 360 operations/hour full load | RM17TA00operating rate | RM17TA00operating rate | <= 360 operations/hour full loadXXXX
113 | RM17TA00 | Complementary | utilisation category | AC-12 conforming to IEC 60947-5-1 AC-13 conforming to IEC 60947-5-1 AC-14 conforming to IEC 60947-5-1 AC-15 conforming to IEC 60947-5-1 DC-12 conforming to IEC 60947-5-1 DC-13 conforming to IEC 60947-5-1 | RM17TA00utilisation category | RM17TA00utilisation category | AC-12 conforming to IEC 60947-5-1 AC-13 conforming to IEC 60947-5-1 AC-14 conforming to IEC 60947-5-1 AC-15 conforming to IEC 60947-5-1 DC-12 conforming to IEC 60947-5-1 DC-13 conforming to IEC 60947-5-1XXXX
114 | RM17TA00 | Complementary | safety reliability data | MTTFd = 502.2 years B10d = 470000 | RM17TA00safety reliability data | RM17TA00safety reliability data | MTTFd = 502.2 years B10d = 470000XXXX
115 | RM17TA00 | Complementary | width | 17.5 mm | RM17TA00width | RM17TA00width | 17.5 mmXXXX
116 | RM17TA00 | Complementary | net weight | 0.13 kg | RM17TA00net weight | RM17TA00net weight | 0.13 kgXXXX
117 | RM17TA00 | Environment | electromagnetic compatibility | Emission standard for industrial environments conforming to EN/IEC 61000-6-4 Emission standard for residential, commercial and light-industrial environments conforming to EN/IEC 61000-6-3 Immunity for industrial environments conforming to EN/IEC 61000-6-2 | RM17TA00electromagnetic compatibility | RM17TA00electromagnetic compatibility | Emission standard for industrial environments conforming to EN/IEC 61000-6-4 Emission standard for residential, commercial and light-industrial environments conforming to EN/IEC 61000-6-3 Immunity for industrial environments conforming to EN/IEC 61000-6-2XXXX
118 | RM17TA00 | Environment | standards | EN/IEC 60255-1 | RM17TA00standards | RM17TA00standards | EN/IEC 60255-1XXXX
119 | RM17TA00 | Environment | product certifications | GOST CSA GL C-Tick UL | RM17TA00product certifications | RM17TA00product certifications | GOST CSA GL C-Tick ULXXXX
120 | RM17TA00 | Environment | directives | 89/336/EEC - electromagnetic compatibility 73/23/EEC - low voltage directive | RM17TA00directives | RM17TA00directives | 89/336/EEC - electromagnetic compatibility 73/23/EEC - low voltage directiveXXXX
121 | RM17TA00 | Environment | ambient air temperature for storage | -40…70 °C | RM17TA00ambient air temperature for storage | RM17TA00ambient air temperature for storage | -40…70 °CXXXX
122 | RM17TA00 | Environment | ambient air temperature for operation | -20…50 °C | RM17TA00ambient air temperature for operation | RM17TA00ambient air temperature for operation | -20…50 °CXXXX
123 | RM17TA00 | Environment | relative humidity | 95 % at 55 °C conforming to IEC 60068-2-30 | RM17TA00relative humidity | RM17TA00relative humidity | 95 % at 55 °C conforming to IEC 60068-2-30XXXX
124 | RM17TA00 | Environment | vibration resistance | 0.35 mm (f= 5…57.6 Hz) conforming to IEC 60068-2-6 1 gn (f= 57.6…150 Hz) conforming to IEC 60255-21-1 | RM17TA00vibration resistance | RM17TA00vibration resistance | 0.35 mm (f= 5…57.6 Hz) conforming to IEC 60068-2-6 1 gn (f= 57.6…150 Hz) conforming to IEC 60255-21-1XXXX
125 | RM17TA00 | Environment | shock resistance | 15 gn for 11 ms conforming to IEC 60255-21-1 | RM17TA00shock resistance | RM17TA00shock resistance | 15 gn for 11 ms conforming to IEC 60255-21-1XXXX
126 | RM17TA00 | Environment | IP degree of protection | IP20 (terminals) conforming to IEC 60529 IP30 (casing) conforming to IEC 60529 | RM17TA00IP degree of protection | RM17TA00IP degree of protection | IP20 (terminals) conforming to IEC 60529 IP30 (casing) conforming to IEC 60529XXXX
127 | RM17TA00 | Environment | pollution degree | 3 conforming to IEC 60664-1 | RM17TA00pollution degree | RM17TA00pollution degree | 3 conforming to IEC 60664-1XXXX
128 | RM17TA00 | Environment | dielectric test voltage | 2 kV, 1 min AC 50 Hz conforming to IEC 60255-5 2 kV, 1 min AC 50 Hz conforming to IEC 60664-1 | RM17TA00dielectric test voltage | RM17TA00dielectric test voltage | 2 kV, 1 min AC 50 Hz conforming to IEC 60255-5 2 kV, 1 min AC 50 Hz conforming to IEC 60664-1XXXX
129 | RM17TA00 | Environment | non-dissipating shock wave | 4 kV conforming to IEC 60255-5 4 kV conforming to IEC 60664-1 4 kV conforming to IEC 61000-4-5 | RM17TA00non-dissipating shock wave | RM17TA00non-dissipating shock wave | 4 kV conforming to IEC 60255-5 4 kV conforming to IEC 60664-1 4 kV conforming to IEC 61000-4-5XXXX
130 | RM17TA00 | Offer Sustainability | Sustainable offer status | Green Premium product | RM17TA00Sustainable offer status | RM17TA00Sustainable offer status | Green Premium productXXXX
131 | RM17TA00 | Offer Sustainability | REACh Regulation | REACh Declaration | RM17TA00REACh Regulation | RM17TA00REACh Regulation | REACh DeclarationXXXX
132 | RM17TA00 | Offer Sustainability | EU RoHS Directive | Pro-active compliance (Product out of EU RoHS legal scope) EU RoHS Declaration | RM17TA00EU RoHS Directive | RM17TA00EU RoHS Directive | Pro-active compliance (Product out of EU RoHS legal scope) EU RoHS DeclarationXXXX
133 | RM17TA00 | Offer Sustainability | Mercury free | Yes | RM17TA00Mercury free | RM17TA00Mercury free | YesXXXX
134 | RM17TA00 | Offer Sustainability | RoHS exemption information | Yes | RM17TA00RoHS exemption information | RM17TA00RoHS exemption information | YesXXXX
135 | RM17TA00 | Offer Sustainability | China RoHS Regulation | China RoHS declaration | RM17TA00China RoHS Regulation | RM17TA00China RoHS Regulation | China RoHS declarationXXXX
136 | RM17TA00 | Offer Sustainability | Environmental Disclosure | Product Environmental Profile | RM17TA00Environmental Disclosure | RM17TA00Environmental Disclosure | Product Environmental ProfileXXXX
137 | RM17TA00 | Offer Sustainability | Circularity Profile | End of Life Information | RM17TA00Circularity Profile | RM17TA00Circularity Profile | End of Life InformationXXXX
138 | RM17TA00 | Offer Sustainability | WEEE | The product must be disposed on European Union markets following specific waste collection and never end up in rubbish bins | RM17TA00WEEE | RM17TA00WEEE | The product must be disposed on European Union markets following specific waste collection and never end up in rubbish binsXXXX
139 | RM17TA00 | Contractual warranty | Warranty | 18 months | RM17TA00Warranty | RM17TA00Warranty | 18 monthsXXXX
140 | RM17TE00 | Main | range of product | Zelio Control | RM17TE00range of product | RM17TE00range of product | Zelio ControlXXXX
141 | RM17TE00 | Main | product or component type | Modular measurement and control relays | RM17TE00product or component type | RM17TE00product or component type | Modular measurement and control relaysXXXX
142 | RM17TE00 | Main | relay type | Multifunction control relay | RM17TE00relay type | RM17TE00relay type | Multifunction control relayXXXX
143 | RM17TE00 | Main | product specific application | For 3-phase supply | RM17TE00product specific application | RM17TE00product specific application | For 3-phase supplyXXXX
144 | RM17TE00 | Main | relay name | RM17TE | RM17TE00relay name | RM17TE00relay name | RM17TEXXXX
145 | RM17TE00 | Main | relay monitored parameters | Undervoltage and overvoltage in window mode Asymmetry Phase sequence Phase failure detection | RM17TE00relay monitored parameters | RM17TE00relay monitored parameters | Undervoltage and overvoltage in window mode Asymmetry Phase sequence Phase failure detectionXXXX
146 | RM17TE00 | Main | time delay | Adjustable 0.1...10 s, +/- 10 % of the full scale value | RM17TE00time delay | RM17TE00time delay | Adjustable 0.1...10 s, +/- 10 % of the full scale valueXXXX
147 | RM17TE00 | Main | switching capacity in VA | 1250 VA | RM17TE00switching capacity in VA | RM17TE00switching capacity in VA | 1250 VAXXXX
148 | RM17TE00 | Main | measurement range | 208...480 V voltage AC | RM17TE00measurement range | RM17TE00measurement range | 208...480 V voltage ACXXXX
149 | RM17TE00 | Complementary | reset time | 1500 ms time delay | RM17TE00reset time | RM17TE00reset time | 1500 ms time delayXXXX
150 | RM17TE00 | Complementary | maximum switching voltage | 250 V AC 250 V DC | RM17TE00maximum switching voltage | RM17TE00maximum switching voltage | 250 V AC 250 V DCXXXX
151 | RM17TE00 | Complementary | minimum switching current | 10 mA at 5 V DC | RM17TE00minimum switching current | RM17TE00minimum switching current | 10 mA at 5 V DCXXXX
152 | RM17TE00 | Complementary | maximum switching current | 5 A AC 5 A DC | RM17TE00maximum switching current | RM17TE00maximum switching current | 5 A AC 5 A DCXXXX
153 | RM17TE00 | Complementary | supply voltage limits | 183…528 V AC | RM17TE00supply voltage limits | RM17TE00supply voltage limits | 183…528 V ACXXXX
154 | RM17TE00 | Complementary | control circuit voltage limits | - 12 % + 10 % Un | RM17TE00control circuit voltage limits | RM17TE00control circuit voltage limits | - 12 % + 10 % UnXXXX
155 | RM17TE00 | Complementary | power consumption in VA | 0…22 VA at 400 V AC 50 Hz | RM17TE00power consumption in VA | RM17TE00power consumption in VA | 0…22 VA at 400 V AC 50 HzXXXX
156 | RM17TE00 | Complementary | control circuit frequency | 50...60 Hz +/- 10 % | RM17TE00control circuit frequency | RM17TE00control circuit frequency | 50...60 Hz +/- 10 %XXXX
157 | RM17TE00 | Complementary | output contacts | 1 C/O | RM17TE00output contacts | RM17TE00output contacts | 1 C/OXXXX
158 | RM17TE00 | Complementary | nominal output current | 5 A | RM17TE00nominal output current | RM17TE00nominal output current | 5 AXXXX
159 | RM17TE00 | Complementary | measurement voltage limits | 183…528 V AC | RM17TE00measurement voltage limits | RM17TE00measurement voltage limits | 183…528 V ACXXXX
160 | RM17TE00 | Complementary | hysteresis | 2 % | RM17TE00hysteresis | RM17TE00hysteresis | 2 %XXXX
161 | RM17TE00 | Complementary | delay at power up | 650 ms | RM17TE00delay at power up | RM17TE00delay at power up | 650 msXXXX
162 | RM17TE00 | Complementary | maximum measuring cycle | 150 ms measurement cycle as true rms value | RM17TE00maximum measuring cycle | RM17TE00maximum measuring cycle | 150 ms measurement cycle as true rms valueXXXX
163 | RM17TE00 | Complementary | threshold adjustment voltage | -2...-17 % in the range 220 V AC +2...+17 % in the range 480 V AC -2...-12 % in the range 208 V AC 2...20 % of Un selected | RM17TE00threshold adjustment voltage | RM17TE00threshold adjustment voltage | -2...-17 % in the range 220 V AC +2...+17 % in the range 480 V AC -2...-12 % in the range 208 V AC 2...20 % of Un selectedXXXX
164 | RM17TE00 | Complementary | voltage range | 208...480 V phase to phase | RM17TE00voltage range | RM17TE00voltage range | 208...480 V phase to phaseXXXX
165 | RM17TE00 | Complementary | adjustment of asymmetry threshold | 5...15 % of Un selected | RM17TE00adjustment of asymmetry threshold | RM17TE00adjustment of asymmetry threshold | 5...15 % of Un selectedXXXX
166 | RM17TE00 | Complementary | repeat accuracy | 0.5 % for input and measurement circuit 3 % for time delay | RM17TE00repeat accuracy | RM17TE00repeat accuracy | 0.5 % for input and measurement circuit 3 % for time delayXXXX
167 | RM17TE00 | Complementary | measurement error | < 0.05 %/°C with temperature variation < 1 % over the whole range with voltage variation | RM17TE00measurement error | RM17TE00measurement error | < 0.05 %/°C with temperature variation < 1 % over the whole range with voltage variationXXXX
168 | RM17TE00 | Complementary | phase failure sensitivity | 0.7 Un | RM17TE00phase failure sensitivity | RM17TE00phase failure sensitivity | 0.7 UnXXXX
169 | RM17TE00 | Complementary | response time | < 200 ms (in the event of a fault) | RM17TE00response time | RM17TE00response time | < 200 ms (in the event of a fault)XXXX
170 | RM17TE00 | Complementary | marking | CE | RM17TE00marking | RM17TE00marking | CEXXXX
171 | RM17TE00 | Complementary | overvoltage category | III conforming to IEC 60664-1 | RM17TE00overvoltage category | RM17TE00overvoltage category | III conforming to IEC 60664-1XXXX
172 | RM17TE00 | Complementary | insulation resistance | > 500 MOhm at 500 V DC conforming to IEC 60255-5 > 500 MOhm at 500 V DC conforming to IEC 60664-1 | RM17TE00insulation resistance | RM17TE00insulation resistance | > 500 MOhm at 500 V DC conforming to IEC 60255-5 > 500 MOhm at 500 V DC conforming to IEC 60664-1XXXX
173 | RM17TE00 | Complementary | [Ui] rated insulation voltage | 400 V conforming to IEC 60664-1 | RM17TE00[Ui] rated insulation voltage | RM17TE00[Ui] rated insulation voltage | 400 V conforming to IEC 60664-1XXXX
174 | RM17TE00 | Complementary | supply frequency | 50/60 Hz +/- 10 % | RM17TE00supply frequency | RM17TE00supply frequency | 50/60 Hz +/- 10 %XXXX
175 | RM17TE00 | Complementary | operating position | Any position without derating | RM17TE00operating position | RM17TE00operating position | Any position without deratingXXXX
176 | RM17TE00 | Complementary | connections - terminals | Screw terminals, 1 x 0.5...1 x 4 mm² (AWG 20...AWG 11) solid without cable end Screw terminals, 2 x 0.5...2 x 2.5 mm² (AWG 20...AWG 14) solid without cable end Screw terminals, 1 x 0.2...1 x 2.5 mm² (AWG 24...AWG 12) flexible with cable end Screw terminals, 2 x 0.2...2 x 1.5 mm² (AWG 24...AWG 16) flexible with cable end | RM17TE00connections - terminals | RM17TE00connections - terminals | Screw terminals, 1 x 0.5...1 x 4 mm² (AWG 20...AWG 11) solid without cable end Screw terminals, 2 x 0.5...2 x 2.5 mm² (AWG 20...AWG 14) solid without cable end Screw terminals, 1 x 0.2...1 x 2.5 mm² (AWG 24...AWG 12) flexible with cable end Screw terminals, 2 x 0.2...2 x 1.5 mm² (AWG 24...AWG 16) flexible with cable endXXXX
177 | RM17TE00 | Complementary | tightening torque | 0.6…1 N.m conforming to IEC 60947-1 | RM17TE00tightening torque | RM17TE00tightening torque | 0.6…1 N.m conforming to IEC 60947-1XXXX
178 | RM17TE00 | Complementary | housing material | Self-extinguishing plastic | RM17TE00housing material | RM17TE00housing material | Self-extinguishing plasticXXXX
179 | RM17TE00 | Complementary | local signalling | LED (green) for power ON LED (yellow) for relay ON | RM17TE00local signalling | RM17TE00local signalling | LED (green) for power ON LED (yellow) for relay ONXXXX
180 | RM17TE00 | Complementary | mounting support | 35 mm symmetrical DIN rail conforming to EN/IEC 60715 | RM17TE00mounting support | RM17TE00mounting support | 35 mm symmetrical DIN rail conforming to EN/IEC 60715XXXX
181 | RM17TE00 | Complementary | electrical durability | 100000 cycles | RM17TE00electrical durability | RM17TE00electrical durability | 100000 cyclesXXXX
182 | RM17TE00 | Complementary | mechanical durability | 30000000 cycles | RM17TE00mechanical durability | RM17TE00mechanical durability | 30000000 cyclesXXXX
183 | RM17TE00 | Complementary | operating rate | <= 360 operations/hour full load | RM17TE00operating rate | RM17TE00operating rate | <= 360 operations/hour full loadXXXX
184 | RM17TE00 | Complementary | utilisation category | AC-12 conforming to IEC 60947-5-1 AC-13 conforming to IEC 60947-5-1 AC-14 conforming to IEC 60947-5-1 AC-15 conforming to IEC 60947-5-1 DC-12 conforming to IEC 60947-5-1 DC-13 conforming to IEC 60947-5-1 | RM17TE00utilisation category | RM17TE00utilisation category | AC-12 conforming to IEC 60947-5-1 AC-13 conforming to IEC 60947-5-1 AC-14 conforming to IEC 60947-5-1 AC-15 conforming to IEC 60947-5-1 DC-12 conforming to IEC 60947-5-1 DC-13 conforming to IEC 60947-5-1XXXX
185 | RM17TE00 | Complementary | safety reliability data | MTTFd = 502.2 years B10d = 470000 | RM17TE00safety reliability data | RM17TE00safety reliability data | MTTFd = 502.2 years B10d = 470000XXXX
186 | RM17TE00 | Complementary | width | 17.5 mm | RM17TE00width | RM17TE00width | 17.5 mmXXXX
187 | RM17TE00 | Complementary | net weight | 0.13 kg | RM17TE00net weight | RM17TE00net weight | 0.13 kgXXXX
188 | RM17TE00 | Environment | electromagnetic compatibility | Emission standard for industrial environments conforming to EN/IEC 61000-6-4 Emission standard for residential, commercial and light-industrial environments conforming to EN/IEC 61000-6-3 Immunity for industrial environments conforming to EN/IEC 61000-6-2 | RM17TE00electromagnetic compatibility | RM17TE00electromagnetic compatibility | Emission standard for industrial environments conforming to EN/IEC 61000-6-4 Emission standard for residential, commercial and light-industrial environments conforming to EN/IEC 61000-6-3 Immunity for industrial environments conforming to EN/IEC 61000-6-2XXXX
189 | RM17TE00 | Environment | standards | EN/IEC 60255-1 | RM17TE00standards | RM17TE00standards | EN/IEC 60255-1XXXX
190 | RM17TE00 | Environment | product certifications | GOST C-Tick CSA UL GL | RM17TE00product certifications | RM17TE00product certifications | GOST C-Tick CSA UL GLXXXX
191 | RM17TE00 | Environment | directives | 89/336/EEC - electromagnetic compatibility 73/23/EEC - low voltage directive | RM17TE00directives | RM17TE00directives | 89/336/EEC - electromagnetic compatibility 73/23/EEC - low voltage directiveXXXX
192 | RM17TE00 | Environment | ambient air temperature for storage | -40…70 °C | RM17TE00ambient air temperature for storage | RM17TE00ambient air temperature for storage | -40…70 °CXXXX
193 | RM17TE00 | Environment | ambient air temperature for operation | -20…50 °C | RM17TE00ambient air temperature for operation | RM17TE00ambient air temperature for operation | -20…50 °CXXXX
194 | RM17TE00 | Environment | relative humidity | 95 % at 55 °C conforming to IEC 60068-2-30 | RM17TE00relative humidity | RM17TE00relative humidity | 95 % at 55 °C conforming to IEC 60068-2-30XXXX
195 | RM17TE00 | Environment | vibration resistance | 0.35 mm (f= 5…57.6 Hz) conforming to IEC 60068-2-6 1 gn (f= 57.6…150 Hz) conforming to IEC 60255-21-1 | RM17TE00vibration resistance | RM17TE00vibration resistance | 0.35 mm (f= 5…57.6 Hz) conforming to IEC 60068-2-6 1 gn (f= 57.6…150 Hz) conforming to IEC 60255-21-1XXXX
196 | RM17TE00 | Environment | shock resistance | 15 gn for 11 ms conforming to IEC 60255-21-1 | RM17TE00shock resistance | RM17TE00shock resistance | 15 gn for 11 ms conforming to IEC 60255-21-1XXXX
197 | RM17TE00 | Environment | IP degree of protection | IP20 (terminals) conforming to IEC 60529 IP30 (casing) conforming to IEC 60529 | RM17TE00IP degree of protection | RM17TE00IP degree of protection | IP20 (terminals) conforming to IEC 60529 IP30 (casing) conforming to IEC 60529XXXX
198 | RM17TE00 | Environment | pollution degree | 3 conforming to IEC 60664-1 | RM17TE00pollution degree | RM17TE00pollution degree | 3 conforming to IEC 60664-1XXXX
199 | RM17TE00 | Environment | dielectric test voltage | 2 kV, 1 min AC 50 Hz conforming to IEC 60255-5 2 kV, 1 min AC 50 Hz conforming to IEC 60664-1 | RM17TE00dielectric test voltage | RM17TE00dielectric test voltage | 2 kV, 1 min AC 50 Hz conforming to IEC 60255-5 2 kV, 1 min AC 50 Hz conforming to IEC 60664-1XXXX
200 | RM17TE00 | Environment | non-dissipating shock wave | 4 kV conforming to IEC 60255-5 4 kV conforming to IEC 60664-1 4 kV conforming to IEC 61000-4-5 | RM17TE00non-dissipating shock wave | RM17TE00non-dissipating shock wave | 4 kV conforming to IEC 60255-5 4 kV conforming to IEC 60664-1 4 kV conforming to IEC 61000-4-5XXXX
201 | RM17TE00 | Offer Sustainability | Sustainable offer status | Green Premium product | RM17TE00Sustainable offer status | RM17TE00Sustainable offer status | Green Premium productXXXX
202 | RM17TE00 | Offer Sustainability | REACh Regulation | REACh Declaration | RM17TE00REACh Regulation | RM17TE00REACh Regulation | REACh DeclarationXXXX
203 | RM17TE00 | Offer Sustainability | EU RoHS Directive | Pro-active compliance (Product out of EU RoHS legal scope) EU RoHS Declaration | RM17TE00EU RoHS Directive | RM17TE00EU RoHS Directive | Pro-active compliance (Product out of EU RoHS legal scope) EU RoHS DeclarationXXXX
204 | RM17TE00 | Offer Sustainability | Mercury free | Yes | RM17TE00Mercury free | RM17TE00Mercury free | YesXXXX
205 | RM17TE00 | Offer Sustainability | RoHS exemption information | Yes | RM17TE00RoHS exemption information | RM17TE00RoHS exemption information | YesXXXX
206 | RM17TE00 | Offer Sustainability | China RoHS Regulation | China RoHS declaration | RM17TE00China RoHS Regulation | RM17TE00China RoHS Regulation | China RoHS declarationXXXX
207 | RM17TE00 | Offer Sustainability | Environmental Disclosure | Product Environmental Profile | RM17TE00Environmental Disclosure | RM17TE00Environmental Disclosure | Product Environmental ProfileXXXX
208 | RM17TE00 | Offer Sustainability | Circularity Profile | End of Life Information | RM17TE00Circularity Profile | RM17TE00Circularity Profile | End of Life InformationXXXX
209 | RM17TE00 | Offer Sustainability | WEEE | The product must be disposed on European Union markets following specific waste collection and never end up in rubbish bins | RM17TE00WEEE | RM17TE00WEEE | The product must be disposed on European Union markets following specific waste collection and never end up in rubbish binsXXXX
210 | RM17TE00 | Contractual warranty | Warranty | 18 months | RM17TE00Warranty | RM17TE00Warranty | 18 monthsXXXX
211 | RE22R2AMR | Main | range of product | Zelio Time | RE22R2AMRrange of product | RE22R2AMRrange of product | Zelio TimeXXXX
212 | RE22R2AMR | Main | product or component type | Modular timing relay | RE22R2AMRproduct or component type | RE22R2AMRproduct or component type | Modular timing relayXXXX
213 | RE22R2AMR | Main | discrete output type | Relay | RE22R2AMRdiscrete output type | RE22R2AMRdiscrete output type | RelayXXXX
214 | RE22R2AMR | Main | device short name | RE22 | RE22R2AMRdevice short name | RE22R2AMRdevice short name | RE22XXXX
215 | RE22R2AMR | Main | nominal output current | 8 A | RE22R2AMRnominal output current | RE22R2AMRnominal output current | 8 AXXXX
216 | RE22R2AMR | Complementary | contacts type and composition | 1 C/O timed contact, cadmium free 1 C/O timed or instantaneous contact, cadmium free | RE22R2AMRcontacts type and composition | RE22R2AMRcontacts type and composition | 1 C/O timed contact, cadmium free 1 C/O timed or instantaneous contact, cadmium freeXXXX
217 | RE22R2AMR | Complementary | time delay type | Aw A | RE22R2AMRtime delay type | RE22R2AMRtime delay type | Aw AXXXX
218 | RE22R2AMR | Complementary | time delay range | 0.05...1 s 0.3...3 s 3...30 h 30...300 min 10...100 s 30...300 s 3...30 s 30...300 h 1...10 s 3...30 min | RE22R2AMRtime delay range | RE22R2AMRtime delay range | 0.05...1 s 0.3...3 s 3...30 h 30...300 min 10...100 s 30...300 s 3...30 s 30...300 h 1...10 s 3...30 minXXXX
219 | RE22R2AMR | Complementary | control type | Rotary knob Diagnostic button Potentiometer external | RE22R2AMRcontrol type | RE22R2AMRcontrol type | Rotary knob Diagnostic button Potentiometer externalXXXX
220 | RE22R2AMR | Complementary | [Us] rated supply voltage | 24...240 V AC/DC 50/60 Hz | RE22R2AMR[Us] rated supply voltage | RE22R2AMR[Us] rated supply voltage | 24...240 V AC/DC 50/60 HzXXXX
221 | RE22R2AMR | Complementary | Release input voltage | <= 2.4 V | RE22R2AMRRelease input voltage | RE22R2AMRRelease input voltage | <= 2.4 VXXXX
222 | RE22R2AMR | Complementary | voltage range | 0.85...1.1 Us | RE22R2AMRvoltage range | RE22R2AMRvoltage range | 0.85...1.1 UsXXXX
223 | RE22R2AMR | Complementary | supply frequency | 50...60 Hz +/- 5 % | RE22R2AMRsupply frequency | RE22R2AMRsupply frequency | 50...60 Hz +/- 5 %XXXX
224 | RE22R2AMR | Complementary | connections - terminals | Screw terminals, 1 x 0.5...1 x 3.3 mm² (AWG 20...AWG 12) solid without cable end Screw terminals, 2 x 0.5...2 x 2.5 mm² (AWG 20...AWG 14) solid without cable end Screw terminals, 1 x 0.2...1 x 2.5 mm² (AWG 24...AWG 14) flexible with cable end Screw terminals, 2 x 0.2...2 x 1.5 mm² (AWG 24...AWG 16) flexible with cable end | RE22R2AMRconnections - terminals | RE22R2AMRconnections - terminals | Screw terminals, 1 x 0.5...1 x 3.3 mm² (AWG 20...AWG 12) solid without cable end Screw terminals, 2 x 0.5...2 x 2.5 mm² (AWG 20...AWG 14) solid without cable end Screw terminals, 1 x 0.2...1 x 2.5 mm² (AWG 24...AWG 14) flexible with cable end Screw terminals, 2 x 0.2...2 x 1.5 mm² (AWG 24...AWG 16) flexible with cable endXXXX
225 | RE22R2AMR | Complementary | tightening torque | 0.6…1 N.m conforming to IEC 60947-1 | RE22R2AMRtightening torque | RE22R2AMRtightening torque | 0.6…1 N.m conforming to IEC 60947-1XXXX
226 | RE22R2AMR | Complementary | housing material | Self-extinguishing | RE22R2AMRhousing material | RE22R2AMRhousing material | Self-extinguishingXXXX
227 | RE22R2AMR | Complementary | repeat accuracy | +/- 0.5 % conforming to IEC 61812-1 | RE22R2AMRrepeat accuracy | RE22R2AMRrepeat accuracy | +/- 0.5 % conforming to IEC 61812-1XXXX
228 | RE22R2AMR | Complementary | temperature drift | +/- 0.05 %/°C | RE22R2AMRtemperature drift | RE22R2AMRtemperature drift | +/- 0.05 %/°CXXXX
229 | RE22R2AMR | Complementary | voltage drift | +/- 0.2 %/V | RE22R2AMRvoltage drift | RE22R2AMRvoltage drift | +/- 0.2 %/VXXXX
230 | RE22R2AMR | Complementary | setting accuracy of time delay | +/- 10 % of full scale at 25 °C conforming to IEC 61812-1 | RE22R2AMRsetting accuracy of time delay | RE22R2AMRsetting accuracy of time delay | +/- 10 % of full scale at 25 °C conforming to IEC 61812-1XXXX
231 | RE22R2AMR | Complementary | Control signal pulse width | 100 ms with load in parallel 30 ms | RE22R2AMRControl signal pulse width | RE22R2AMRControl signal pulse width | 100 ms with load in parallel 30 msXXXX
232 | RE22R2AMR | Complementary | insulation resistance | 100 MOhm at 500 V DC conforming to IEC 60664-1 | RE22R2AMRinsulation resistance | RE22R2AMRinsulation resistance | 100 MOhm at 500 V DC conforming to IEC 60664-1XXXX
233 | RE22R2AMR | Complementary | Recovery time | 120 ms on de-energisation | RE22R2AMRRecovery time | RE22R2AMRRecovery time | 120 ms on de-energisationXXXX
234 | RE22R2AMR | Complementary | immunity to microbreaks | 10 ms | RE22R2AMRimmunity to microbreaks | RE22R2AMRimmunity to microbreaks | 10 msXXXX
235 | RE22R2AMR | Complementary | power consumption in VA | 3 VA at 240 V AC | RE22R2AMRpower consumption in VA | RE22R2AMRpower consumption in VA | 3 VA at 240 V ACXXXX
236 | RE22R2AMR | Complementary | power consumption in W | 1.5 W at 240 V DC | RE22R2AMRpower consumption in W | RE22R2AMRpower consumption in W | 1.5 W at 240 V DCXXXX
237 | RE22R2AMR | Complementary | switching capacity in VA | 2000 VA | RE22R2AMRswitching capacity in VA | RE22R2AMRswitching capacity in VA | 2000 VAXXXX
238 | RE22R2AMR | Complementary | minimum switching current | 10 mA at 5 V DC | RE22R2AMRminimum switching current | RE22R2AMRminimum switching current | 10 mA at 5 V DCXXXX
239 | RE22R2AMR | Complementary | maximum switching current | 8 A | RE22R2AMRmaximum switching current | RE22R2AMRmaximum switching current | 8 AXXXX
240 | RE22R2AMR | Complementary | maximum switching voltage | 250 V AC | RE22R2AMRmaximum switching voltage | RE22R2AMRmaximum switching voltage | 250 V ACXXXX
241 | RE22R2AMR | Complementary | electrical durability | 100000 cycles, 8 A at 250 V, AC-1 100000 cycles, 2 A at 24 V, DC-1 | RE22R2AMRelectrical durability | RE22R2AMRelectrical durability | 100000 cycles, 8 A at 250 V, AC-1 100000 cycles, 2 A at 24 V, DC-1XXXX
242 | RE22R2AMR | Complementary | mechanical durability | 10000000 cycles | RE22R2AMRmechanical durability | RE22R2AMRmechanical durability | 10000000 cyclesXXXX
243 | RE22R2AMR | Complementary | Rated impulse withstand voltage | 5 kV for 1.2…50 µs conforming to IEC 60664-1 | RE22R2AMRRated impulse withstand voltage | RE22R2AMRRated impulse withstand voltage | 5 kV for 1.2…50 µs conforming to IEC 60664-1XXXX
244 | RE22R2AMR | Complementary | Power on delay | 100 ms | RE22R2AMRPower on delay | RE22R2AMRPower on delay | 100 msXXXX
245 | RE22R2AMR | Complementary | creepage distance | 4 kV/3 conforming to IEC 60664-1 | RE22R2AMRcreepage distance | RE22R2AMRcreepage distance | 4 kV/3 conforming to IEC 60664-1XXXX
246 | RE22R2AMR | Complementary | overvoltage category | III conforming to IEC 60664-1 | RE22R2AMRovervoltage category | RE22R2AMRovervoltage category | III conforming to IEC 60664-1XXXX
247 | RE22R2AMR | Complementary | safety reliability data | B10d = 200000 MTTFd = 216.8 years | RE22R2AMRsafety reliability data | RE22R2AMRsafety reliability data | B10d = 200000 MTTFd = 216.8 yearsXXXX
248 | RE22R2AMR | Complementary | mounting position | Any position | RE22R2AMRmounting position | RE22R2AMRmounting position | Any positionXXXX
249 | RE22R2AMR | Complementary | mounting support | 35 mm DIN rail conforming to EN/IEC 60715 | RE22R2AMRmounting support | RE22R2AMRmounting support | 35 mm DIN rail conforming to EN/IEC 60715XXXX
250 | RE22R2AMR | Complementary | status LED | LED backlight green (steady) for dial pointer indication LED yellow (steady) for output relay energised LED yellow (fast flashing) for timing in progress and output relay de-energised LED yellow (slow flashing) for timing in progress and output relay energised | RE22R2AMRstatus LED | RE22R2AMRstatus LED | LED backlight green (steady) for dial pointer indication LED yellow (steady) for output relay energised LED yellow (fast flashing) for timing in progress and output relay de-energised LED yellow (slow flashing) for timing in progress and output relay energisedXXXX
251 | RE22R2AMR | Complementary | width | 22.5 mm | RE22R2AMRwidth | RE22R2AMRwidth | 22.5 mmXXXX
252 | RE22R2AMR | Complementary | net weight | 0.105 kg | RE22R2AMRnet weight | RE22R2AMRnet weight | 0.105 kgXXXX
253 | RE22R2AMR | Environment | dielectric strength | 2.5 kV for 1 mA/1 minute at 50 Hz between relay output and power supply with basic insulation conforming to IEC 61812-1 | RE22R2AMRdielectric strength | RE22R2AMRdielectric strength | 2.5 kV for 1 mA/1 minute at 50 Hz between relay output and power supply with basic insulation conforming to IEC 61812-1XXXX
254 | RE22R2AMR | Environment | standards | UL 508 IEC 61812-1 | RE22R2AMRstandards | RE22R2AMRstandards | UL 508 IEC 61812-1XXXX
255 | RE22R2AMR | Environment | directives | 2004/108/EC - electromagnetic compatibility 2006/95/EC - low voltage directive | RE22R2AMRdirectives | RE22R2AMRdirectives | 2004/108/EC - electromagnetic compatibility 2006/95/EC - low voltage directiveXXXX
256 | RE22R2AMR | Environment | product certifications | CE CCC GL China RoHS UL RCM EAC CSA | RE22R2AMRproduct certifications | RE22R2AMRproduct certifications | CE CCC GL China RoHS UL RCM EAC CSAXXXX
257 | RE22R2AMR | Environment | ambient air temperature for operation | -20…60 °C | RE22R2AMRambient air temperature for operation | RE22R2AMRambient air temperature for operation | -20…60 °CXXXX
258 | RE22R2AMR | Environment | ambient air temperature for storage | -40…70 °C | RE22R2AMRambient air temperature for storage | RE22R2AMRambient air temperature for storage | -40…70 °CXXXX
259 | RE22R2AMR | Environment | IP degree of protection | IP40 housing: conforming to IEC 60529 IP20 terminals: conforming to IEC 60529 IP50 front panel: conforming to IEC 60529 | RE22R2AMRIP degree of protection | RE22R2AMRIP degree of protection | IP40 housing: conforming to IEC 60529 IP20 terminals: conforming to IEC 60529 IP50 front panel: conforming to IEC 60529XXXX
260 | RE22R2AMR | Environment | pollution degree | 3 conforming to IEC 60664-1 | RE22R2AMRpollution degree | RE22R2AMRpollution degree | 3 conforming to IEC 60664-1XXXX
261 | RE22R2AMR | Environment | vibration resistance | 20 m/s² (f= 10…150 Hz) conforming to IEC 60068-2-6 | RE22R2AMRvibration resistance | RE22R2AMRvibration resistance | 20 m/s² (f= 10…150 Hz) conforming to IEC 60068-2-6XXXX
262 | RE22R2AMR | Environment | shock resistance | 15 gn not operating for 11 ms conforming to IEC 60068-2-27 5 gn in operation for 11 ms conforming to IEC 60068-2-27 | RE22R2AMRshock resistance | RE22R2AMRshock resistance | 15 gn not operating for 11 ms conforming to IEC 60068-2-27 5 gn in operation for 11 ms conforming to IEC 60068-2-27XXXX
263 | RE22R2AMR | Environment | relative humidity | 95 % at 25…55 °C | RE22R2AMRrelative humidity | RE22R2AMRrelative humidity | 95 % at 25…55 °CXXXX
264 | RE22R2AMR | Environment | electromagnetic compatibility | Fast transients immunity test - test level: 1 kV level 3 (capacitive connecting clip) conforming to IEC 61000-4-4 Surge immunity test - test level: 1 kV level 3 (differential mode) conforming to IEC 61000-4-5 Surge immunity test - test level: 2 kV level 3 (common mode) conforming to IEC 61000-4-5 Electrostatic discharge - test level: 6 kV level 3 (contact discharge) conforming to IEC 61000-4-2 Electrostatic discharge - test level: 8 kV level 3 (air discharge) conforming to IEC 61000-4-2 Radiated radio-frequency electromagnetic field immunity test - test level: 10 V/m level 3 (80 MHz...1 GHz) conforming to IEC 61000-4-3 Conducted RF disturbances - test level: 10 V level 3 (0.15...80 MHz) conforming to IEC 61000-4-6 Fast transient bursts - test level: 2 kV level 3 (direct contact) conforming to IEC 61000-4-4 Immunity to microbreaks and voltage drops - test level: 30 % (500 ms) conforming to IEC 61000-4-11 Immunity to microbreaks and voltage drops - test level: 100 % (20 ms) conforming to IEC 61000-4-11 | RE22R2AMRelectromagnetic compatibility | RE22R2AMRelectromagnetic compatibility | Fast transients immunity test - test level: 1 kV level 3 (capacitive connecting clip) conforming to IEC 61000-4-4 Surge immunity test - test level: 1 kV level 3 (differential mode) conforming to IEC 61000-4-5 Surge immunity test - test level: 2 kV level 3 (common mode) conforming to IEC 61000-4-5 Electrostatic discharge - test level: 6 kV level 3 (contact discharge) conforming to IEC 61000-4-2 Electrostatic discharge - test level: 8 kV level 3 (air discharge) conforming to IEC 61000-4-2 Radiated radio-frequency electromagnetic field immunity test - test level: 10 V/m level 3 (80 MHz...1 GHz) conforming to IEC 61000-4-3 Conducted RF disturbances - test level: 10 V level 3 (0.15...80 MHz) conforming to IEC 61000-4-6 Fast transient bursts - test level: 2 kV level 3 (direct contact) conforming to IEC 61000-4-4 Immunity to microbreaks and voltage drops - test level: 30 % (500 ms) conforming to IEC 61000-4-11 Immunity to microbreaks and voltage drops - test level: 100 % (20 ms) conforming to IEC 61000-4-11XXXX
265 | RE22R2AMR | Offer Sustainability | Sustainable offer status | Green Premium product | RE22R2AMRSustainable offer status | RE22R2AMRSustainable offer status | Green Premium productXXXX
266 | RE22R2AMR | Offer Sustainability | REACh Regulation | REACh Declaration | RE22R2AMRREACh Regulation | RE22R2AMRREACh Regulation | REACh DeclarationXXXX
267 | RE22R2AMR | Offer Sustainability | EU RoHS Directive | Pro-active compliance (Product out of EU RoHS legal scope) EU RoHS Declaration | RE22R2AMREU RoHS Directive | RE22R2AMREU RoHS Directive | Pro-active compliance (Product out of EU RoHS legal scope) EU RoHS DeclarationXXXX
268 | RE22R2AMR | Offer Sustainability | Mercury free | Yes | RE22R2AMRMercury free | RE22R2AMRMercury free | YesXXXX
269 | RE22R2AMR | Offer Sustainability | RoHS exemption information | Yes | RE22R2AMRRoHS exemption information | RE22R2AMRRoHS exemption information | YesXXXX
270 | RE22R2AMR | Offer Sustainability | China RoHS Regulation | China RoHS declaration | RE22R2AMRChina RoHS Regulation | RE22R2AMRChina RoHS Regulation | China RoHS declarationXXXX
271 | RE22R2AMR | Offer Sustainability | Environmental Disclosure | Product Environmental Profile | RE22R2AMREnvironmental Disclosure | RE22R2AMREnvironmental Disclosure | Product Environmental ProfileXXXX
272 | RE22R2AMR | Offer Sustainability | Circularity Profile | End of Life Information | RE22R2AMRCircularity Profile | RE22R2AMRCircularity Profile | End of Life InformationXXXX
273 | RE22R2CMR | Main | range of product | Zelio Time | RE22R2CMRrange of product | RE22R2CMRrange of product | Zelio TimeXXXX
274 | RE22R2CMR | Main | product or component type | Modular timing relay | RE22R2CMRproduct or component type | RE22R2CMRproduct or component type | Modular timing relayXXXX
275 | RE22R2CMR | Main | discrete output type | Relay | RE22R2CMRdiscrete output type | RE22R2CMRdiscrete output type | RelayXXXX
276 | RE22R2CMR | Main | device short name | RE22 | RE22R2CMRdevice short name | RE22R2CMRdevice short name | RE22XXXX
277 | RE22R2CMR | Main | nominal output current | 8 A | RE22R2CMRnominal output current | RE22R2CMRnominal output current | 8 AXXXX
278 | RE22R2CMR | Complementary | contacts type and composition | 1 C/O timed or instantaneous contact, cadmium free 2 C/O timed contact, cadmium free | RE22R2CMRcontacts type and composition | RE22R2CMRcontacts type and composition | 1 C/O timed or instantaneous contact, cadmium free 2 C/O timed contact, cadmium freeXXXX
279 | RE22R2CMR | Complementary | time delay type | C | RE22R2CMRtime delay type | RE22R2CMRtime delay type | CXXXX
280 | RE22R2CMR | Complementary | time delay range | 10...100 s 3...30 h 1...10 s 3...30 s 30...300 h 0.3...3 s 0.05...1 s 30...300 min 30...300 s 3...30 min | RE22R2CMRtime delay range | RE22R2CMRtime delay range | 10...100 s 3...30 h 1...10 s 3...30 s 30...300 h 0.3...3 s 0.05...1 s 30...300 min 30...300 s 3...30 minXXXX
281 | RE22R2CMR | Complementary | control type | Rotary knob Diagnostic button | RE22R2CMRcontrol type | RE22R2CMRcontrol type | Rotary knob Diagnostic buttonXXXX
282 | RE22R2CMR | Complementary | [Us] rated supply voltage | 24...240 V AC/DC 50/60 Hz | RE22R2CMR[Us] rated supply voltage | RE22R2CMR[Us] rated supply voltage | 24...240 V AC/DC 50/60 HzXXXX
283 | RE22R2CMR | Complementary | Release input voltage | <= 2.4 V | RE22R2CMRRelease input voltage | RE22R2CMRRelease input voltage | <= 2.4 VXXXX
284 | RE22R2CMR | Complementary | voltage range | 0.85...1.1 Us | RE22R2CMRvoltage range | RE22R2CMRvoltage range | 0.85...1.1 UsXXXX
285 | RE22R2CMR | Complementary | supply frequency | 50...60 Hz +/- 5 % | RE22R2CMRsupply frequency | RE22R2CMRsupply frequency | 50...60 Hz +/- 5 %XXXX
286 | RE22R2CMR | Complementary | connections - terminals | Screw terminals, 1 x 0.5...1 x 3.3 mm² (AWG 20...AWG 12) solid without cable end Screw terminals, 2 x 0.5...2 x 2.5 mm² (AWG 20...AWG 14) solid without cable end Screw terminals, 1 x 0.2...1 x 2.5 mm² (AWG 24...AWG 14) flexible with cable end Screw terminals, 2 x 0.2...2 x 1.5 mm² (AWG 24...AWG 16) flexible with cable end | RE22R2CMRconnections - terminals | RE22R2CMRconnections - terminals | Screw terminals, 1 x 0.5...1 x 3.3 mm² (AWG 20...AWG 12) solid without cable end Screw terminals, 2 x 0.5...2 x 2.5 mm² (AWG 20...AWG 14) solid without cable end Screw terminals, 1 x 0.2...1 x 2.5 mm² (AWG 24...AWG 14) flexible with cable end Screw terminals, 2 x 0.2...2 x 1.5 mm² (AWG 24...AWG 16) flexible with cable endXXXX
287 | RE22R2CMR | Complementary | tightening torque | 0.6…1 N.m conforming to IEC 60947-1 | RE22R2CMRtightening torque | RE22R2CMRtightening torque | 0.6…1 N.m conforming to IEC 60947-1XXXX
288 | RE22R2CMR | Complementary | housing material | Self-extinguishing | RE22R2CMRhousing material | RE22R2CMRhousing material | Self-extinguishingXXXX
289 | RE22R2CMR | Complementary | repeat accuracy | +/- 0.5 % conforming to IEC 61812-1 | RE22R2CMRrepeat accuracy | RE22R2CMRrepeat accuracy | +/- 0.5 % conforming to IEC 61812-1XXXX
290 | RE22R2CMR | Complementary | temperature drift | +/- 0.05 %/°C | RE22R2CMRtemperature drift | RE22R2CMRtemperature drift | +/- 0.05 %/°CXXXX
291 | RE22R2CMR | Complementary | voltage drift | +/- 0.2 %/V | RE22R2CMRvoltage drift | RE22R2CMRvoltage drift | +/- 0.2 %/VXXXX
292 | RE22R2CMR | Complementary | setting accuracy of time delay | +/- 10 % of full scale at 25 °C conforming to IEC 61812-1 | RE22R2CMRsetting accuracy of time delay | RE22R2CMRsetting accuracy of time delay | +/- 10 % of full scale at 25 °C conforming to IEC 61812-1XXXX
293 | RE22R2CMR | Complementary | Control signal pulse width | 100 ms with load in parallel 30 ms | RE22R2CMRControl signal pulse width | RE22R2CMRControl signal pulse width | 100 ms with load in parallel 30 msXXXX
294 | RE22R2CMR | Complementary | insulation resistance | 100 MOhm at 500 V DC conforming to IEC 60664-1 | RE22R2CMRinsulation resistance | RE22R2CMRinsulation resistance | 100 MOhm at 500 V DC conforming to IEC 60664-1XXXX
295 | RE22R2CMR | Complementary | Recovery time | 120 ms on de-energisation | RE22R2CMRRecovery time | RE22R2CMRRecovery time | 120 ms on de-energisationXXXX
296 | RE22R2CMR | Complementary | immunity to microbreaks | 10 ms | RE22R2CMRimmunity to microbreaks | RE22R2CMRimmunity to microbreaks | 10 msXXXX
297 | RE22R2CMR | Complementary | power consumption in VA | 3 VA at 240 V AC | RE22R2CMRpower consumption in VA | RE22R2CMRpower consumption in VA | 3 VA at 240 V ACXXXX
298 | RE22R2CMR | Complementary | power consumption in W | 1.5 W at 240 V DC | RE22R2CMRpower consumption in W | RE22R2CMRpower consumption in W | 1.5 W at 240 V DCXXXX
299 | RE22R2CMR | Complementary | switching capacity in VA | 2000 VA | RE22R2CMRswitching capacity in VA | RE22R2CMRswitching capacity in VA | 2000 VAXXXX
300 | RE22R2CMR | Complementary | minimum switching current | 10 mA at 5 V DC | RE22R2CMRminimum switching current | RE22R2CMRminimum switching current | 10 mA at 5 V DCXXXX
301 | RE22R2CMR | Complementary | maximum switching current | 8 A | RE22R2CMRmaximum switching current | RE22R2CMRmaximum switching current | 8 AXXXX
302 | RE22R2CMR | Complementary | maximum switching voltage | 250 V AC | RE22R2CMRmaximum switching voltage | RE22R2CMRmaximum switching voltage | 250 V ACXXXX
303 | RE22R2CMR | Complementary | electrical durability | 100000 cycles, 8 A at 250 V, AC-1 100000 cycles, 2 A at 24 V, DC-1 | RE22R2CMRelectrical durability | RE22R2CMRelectrical durability | 100000 cycles, 8 A at 250 V, AC-1 100000 cycles, 2 A at 24 V, DC-1XXXX
304 | RE22R2CMR | Complementary | mechanical durability | 10000000 cycles | RE22R2CMRmechanical durability | RE22R2CMRmechanical durability | 10000000 cyclesXXXX
305 | RE22R2CMR | Complementary | Rated impulse withstand voltage | 5 kV for 1.2…50 µs conforming to IEC 60664-1 | RE22R2CMRRated impulse withstand voltage | RE22R2CMRRated impulse withstand voltage | 5 kV for 1.2…50 µs conforming to IEC 60664-1XXXX
306 | RE22R2CMR | Complementary | Power on delay | 100 ms | RE22R2CMRPower on delay | RE22R2CMRPower on delay | 100 msXXXX
307 | RE22R2CMR | Complementary | creepage distance | 4 kV/3 conforming to IEC 60664-1 | RE22R2CMRcreepage distance | RE22R2CMRcreepage distance | 4 kV/3 conforming to IEC 60664-1XXXX
308 | RE22R2CMR | Complementary | overvoltage category | III conforming to IEC 60664-1 | RE22R2CMRovervoltage category | RE22R2CMRovervoltage category | III conforming to IEC 60664-1XXXX
309 | RE22R2CMR | Complementary | safety reliability data | MTTFd = 251.1 years B10d = 230000 | RE22R2CMRsafety reliability data | RE22R2CMRsafety reliability data | MTTFd = 251.1 years B10d = 230000XXXX
310 | RE22R2CMR | Complementary | mounting position | Any position | RE22R2CMRmounting position | RE22R2CMRmounting position | Any positionXXXX
311 | RE22R2CMR | Complementary | mounting support | 35 mm DIN rail conforming to EN/IEC 60715 | RE22R2CMRmounting support | RE22R2CMRmounting support | 35 mm DIN rail conforming to EN/IEC 60715XXXX
312 | RE22R2CMR | Complementary | status LED | LED backlight green (steady) for dial pointer indication LED yellow (steady) for output relay energised LED yellow (fast flashing) for timing in progress and output relay de-energised LED yellow (slow flashing) for timing in progress and output relay energised | RE22R2CMRstatus LED | RE22R2CMRstatus LED | LED backlight green (steady) for dial pointer indication LED yellow (steady) for output relay energised LED yellow (fast flashing) for timing in progress and output relay de-energised LED yellow (slow flashing) for timing in progress and output relay energisedXXXX
313 | RE22R2CMR | Complementary | width | 22.5 mm | RE22R2CMRwidth | RE22R2CMRwidth | 22.5 mmXXXX
314 | RE22R2CMR | Complementary | net weight | 0.105 kg | RE22R2CMRnet weight | RE22R2CMRnet weight | 0.105 kgXXXX
315 | RE22R2CMR | Environment | dielectric strength | 2.5 kV for 1 mA/1 minute at 50 Hz between relay output and power supply with basic insulation conforming to IEC 61812-1 | RE22R2CMRdielectric strength | RE22R2CMRdielectric strength | 2.5 kV for 1 mA/1 minute at 50 Hz between relay output and power supply with basic insulation conforming to IEC 61812-1XXXX
316 | RE22R2CMR | Environment | standards | UL 508 IEC 61812-1 | RE22R2CMRstandards | RE22R2CMRstandards | UL 508 IEC 61812-1XXXX
317 | RE22R2CMR | Environment | directives | 2006/95/EC - low voltage directive 2004/108/EC - electromagnetic compatibility | RE22R2CMRdirectives | RE22R2CMRdirectives | 2006/95/EC - low voltage directive 2004/108/EC - electromagnetic compatibilityXXXX
318 | RE22R2CMR | Environment | product certifications | CSA CCC RCM China RoHS CE GL UL EAC | RE22R2CMRproduct certifications | RE22R2CMRproduct certifications | CSA CCC RCM China RoHS CE GL UL EACXXXX
319 | RE22R2CMR | Environment | ambient air temperature for operation | -20…60 °C | RE22R2CMRambient air temperature for operation | RE22R2CMRambient air temperature for operation | -20…60 °CXXXX
320 | RE22R2CMR | Environment | ambient air temperature for storage | -40…70 °C | RE22R2CMRambient air temperature for storage | RE22R2CMRambient air temperature for storage | -40…70 °CXXXX
321 | RE22R2CMR | Environment | IP degree of protection | IP40 housing: conforming to IEC 60529 IP20 terminals: conforming to IEC 60529 IP50 front panel: conforming to IEC 60529 | RE22R2CMRIP degree of protection | RE22R2CMRIP degree of protection | IP40 housing: conforming to IEC 60529 IP20 terminals: conforming to IEC 60529 IP50 front panel: conforming to IEC 60529XXXX
322 | RE22R2CMR | Environment | pollution degree | 3 conforming to IEC 60664-1 | RE22R2CMRpollution degree | RE22R2CMRpollution degree | 3 conforming to IEC 60664-1XXXX
323 | RE22R2CMR | Environment | vibration resistance | 20 m/s² (f= 10…150 Hz) conforming to IEC 60068-2-6 | RE22R2CMRvibration resistance | RE22R2CMRvibration resistance | 20 m/s² (f= 10…150 Hz) conforming to IEC 60068-2-6XXXX
324 | RE22R2CMR | Environment | shock resistance | 15 gn not operating for 11 ms conforming to IEC 60068-2-27 5 gn in operation for 11 ms conforming to IEC 60068-2-27 | RE22R2CMRshock resistance | RE22R2CMRshock resistance | 15 gn not operating for 11 ms conforming to IEC 60068-2-27 5 gn in operation for 11 ms conforming to IEC 60068-2-27XXXX
325 | RE22R2CMR | Environment | relative humidity | 95 % at 25…55 °C | RE22R2CMRrelative humidity | RE22R2CMRrelative humidity | 95 % at 25…55 °CXXXX
326 | RE22R2CMR | Environment | electromagnetic compatibility | Fast transients immunity test - test level: 1 kV level 3 (capacitive connecting clip) conforming to IEC 61000-4-4 Surge immunity test - test level: 1 kV level 3 (differential mode) conforming to IEC 61000-4-5 Surge immunity test - test level: 2 kV level 3 (common mode) conforming to IEC 61000-4-5 Electrostatic discharge - test level: 6 kV level 3 (contact discharge) conforming to IEC 61000-4-2 Electrostatic discharge - test level: 8 kV level 3 (air discharge) conforming to IEC 61000-4-2 Radiated radio-frequency electromagnetic field immunity test - test level: 10 V/m level 3 (80 MHz...1 GHz) conforming to IEC 61000-4-3 Conducted RF disturbances - test level: 10 V level 3 (0.15...80 MHz) conforming to IEC 61000-4-6 Fast transient bursts - test level: 2 kV level 3 (direct contact) conforming to IEC 61000-4-4 Immunity to microbreaks and voltage drops - test level: 30 % (500 ms) conforming to IEC 61000-4-11 Immunity to microbreaks and voltage drops - test level: 100 % (20 ms) conforming to IEC 61000-4-11 | RE22R2CMRelectromagnetic compatibility | RE22R2CMRelectromagnetic compatibility | Fast transients immunity test - test level: 1 kV level 3 (capacitive connecting clip) conforming to IEC 61000-4-4 Surge immunity test - test level: 1 kV level 3 (differential mode) conforming to IEC 61000-4-5 Surge immunity test - test level: 2 kV level 3 (common mode) conforming to IEC 61000-4-5 Electrostatic discharge - test level: 6 kV level 3 (contact discharge) conforming to IEC 61000-4-2 Electrostatic discharge - test level: 8 kV level 3 (air discharge) conforming to IEC 61000-4-2 Radiated radio-frequency electromagnetic field immunity test - test level: 10 V/m level 3 (80 MHz...1 GHz) conforming to IEC 61000-4-3 Conducted RF disturbances - test level: 10 V level 3 (0.15...80 MHz) conforming to IEC 61000-4-6 Fast transient bursts - test level: 2 kV level 3 (direct contact) conforming to IEC 61000-4-4 Immunity to microbreaks and voltage drops - test level: 30 % (500 ms) conforming to IEC 61000-4-11 Immunity to microbreaks and voltage drops - test level: 100 % (20 ms) conforming to IEC 61000-4-11XXXX
327 | RE22R2CMR | Offer Sustainability | Sustainable offer status | Green Premium product | RE22R2CMRSustainable offer status | RE22R2CMRSustainable offer status | Green Premium productXXXX
328 | RE22R2CMR | Offer Sustainability | REACh Regulation | REACh Declaration | RE22R2CMRREACh Regulation | RE22R2CMRREACh Regulation | REACh DeclarationXXXX
329 | RE22R2CMR | Offer Sustainability | EU RoHS Directive | Pro-active compliance (Product out of EU RoHS legal scope) EU RoHS Declaration | RE22R2CMREU RoHS Directive | RE22R2CMREU RoHS Directive | Pro-active compliance (Product out of EU RoHS legal scope) EU RoHS DeclarationXXXX
330 | RE22R2CMR | Offer Sustainability | Mercury free | Yes | RE22R2CMRMercury free | RE22R2CMRMercury free | YesXXXX
331 | RE22R2CMR | Offer Sustainability | RoHS exemption information | Yes | RE22R2CMRRoHS exemption information | RE22R2CMRRoHS exemption information | YesXXXX
332 | RE22R2CMR | Offer Sustainability | China RoHS Regulation | China RoHS declaration | RE22R2CMRChina RoHS Regulation | RE22R2CMRChina RoHS Regulation | China RoHS declarationXXXX
333 | RE22R2CMR | Offer Sustainability | Environmental Disclosure | Product Environmental Profile | RE22R2CMREnvironmental Disclosure | RE22R2CMREnvironmental Disclosure | Product Environmental ProfileXXXX
334 | RE22R2CMR | Offer Sustainability | Circularity Profile | End of Life Information | RE22R2CMRCircularity Profile | RE22R2CMRCircularity Profile | End of Life InformationXXXX
335 | RMTJ60BD | Main | range of product | Zelio Analog | RMTJ60BDrange of product | RMTJ60BDrange of product | Zelio AnalogXXXX
336 | RMTJ60BD | Main | product or component type | Converter for thermocouples | RMTJ60BDproduct or component type | RMTJ60BDproduct or component type | Converter for thermocouplesXXXX
337 | RMTJ60BD | Main | analogue input type | Thermocouple 0...300 °C/32...572 °F thermocouple J conforming to IEC 60584 | RMTJ60BDanalogue input type | RMTJ60BDanalogue input type | Thermocouple 0...300 °C/32...572 °F thermocouple J conforming to IEC 60584XXXX
338 | RMTJ60BD | Main | analogue output type | Current 0...20 mA <= 500 Ohm Current 4...20 mA <= 500 Ohm Voltage 0...10 V >= 100 kOhm | RMTJ60BDanalogue output type | RMTJ60BDanalogue output type | Current 0...20 mA <= 500 Ohm Current 4...20 mA <= 500 Ohm Voltage 0...10 V >= 100 kOhmXXXX
339 | RMTJ60BD | Complementary | protection type | Overvoltage protection on output (+/- 30 V) Reverse polarity protection on output Short-circuit protection on output | RMTJ60BDprotection type | RMTJ60BDprotection type | Overvoltage protection on output (+/- 30 V) Reverse polarity protection on output Short-circuit protection on outputXXXX
340 | RMTJ60BD | Complementary | abnormal analogue output voltage | -15...-11 V when no input or input wire broken 11...15 V when no input or input wire broken | RMTJ60BDabnormal analogue output voltage | RMTJ60BDabnormal analogue output voltage | -15...-11 V when no input or input wire broken 11...15 V when no input or input wire brokenXXXX
341 | RMTJ60BD | Complementary | abnormal analogue output current | -30…0 mA when no input or input wire broken | RMTJ60BDabnormal analogue output current | RMTJ60BDabnormal analogue output current | -30…0 mA when no input or input wire brokenXXXX
342 | RMTJ60BD | Complementary | [Us] rated supply voltage | 24 V DC +/- 20 %, non isolated | RMTJ60BD[Us] rated supply voltage | RMTJ60BD[Us] rated supply voltage | 24 V DC +/- 20 %, non isolatedXXXX
343 | RMTJ60BD | Complementary | current consumption | <= 40 mA for voltage output <= 60 mA for current output | RMTJ60BDcurrent consumption | RMTJ60BDcurrent consumption | <= 40 mA for voltage output <= 60 mA for current outputXXXX
344 | RMTJ60BD | Complementary | local signalling | LED (green)power ON: | RMTJ60BDlocal signalling | RMTJ60BDlocal signalling | LED (green)power ON:XXXX
345 | RMTJ60BD | Complementary | measurement error | +/- 10 % of full scale at 20 °C (electromagnetic interference of 10 V/m) +/- 1 % of full scale at 20 °C | RMTJ60BDmeasurement error | RMTJ60BDmeasurement error | +/- 10 % of full scale at 20 °C (electromagnetic interference of 10 V/m) +/- 1 % of full scale at 20 °CXXXX
346 | RMTJ60BD | Complementary | repeat accuracy | +/- 0.25 % full scale at 20 °C +/- 0.8 % full scale at 60 °C | RMTJ60BDrepeat accuracy | RMTJ60BDrepeat accuracy | +/- 0.25 % full scale at 20 °C +/- 0.8 % full scale at 60 °CXXXX
347 | RMTJ60BD | Complementary | temperature coefficient | 200 ppm/°C | RMTJ60BDtemperature coefficient | RMTJ60BDtemperature coefficient | 200 ppm/°CXXXX
348 | RMTJ60BD | Complementary | cold junction compensation | Built-in, measurement: between 0 and 60 °C | RMTJ60BDcold junction compensation | RMTJ60BDcold junction compensation | Built-in, measurement: between 0 and 60 °CXXXX
349 | RMTJ60BD | Complementary | clamping connection capacity | 2 x 1.5 mm² 1 x 2.5 mm² | RMTJ60BDclamping connection capacity | RMTJ60BDclamping connection capacity | 2 x 1.5 mm² 1 x 2.5 mm²XXXX
350 | RMTJ60BD | Complementary | tightening torque | 0.6…1.1 N.m | RMTJ60BDtightening torque | RMTJ60BDtightening torque | 0.6…1.1 N.mXXXX
351 | RMTJ60BD | Complementary | marking | CE | RMTJ60BDmarking | RMTJ60BDmarking | CEXXXX
352 | RMTJ60BD | Complementary | surge withstand | 0.5 kV during 1.2/50 µs conforming to IEC 61000-4-5 | RMTJ60BDsurge withstand | RMTJ60BDsurge withstand | 0.5 kV during 1.2/50 µs conforming to IEC 61000-4-5XXXX
353 | RMTJ60BD | Complementary | [Ui] rated insulation voltage | 2 kV | RMTJ60BD[Ui] rated insulation voltage | RMTJ60BD[Ui] rated insulation voltage | 2 kVXXXX
354 | RMTJ60BD | Complementary | fixing mode | By screws (mounting plate) Clip-on (35 mm symmetrical DIN rail) | RMTJ60BDfixing mode | RMTJ60BDfixing mode | By screws (mounting plate) Clip-on (35 mm symmetrical DIN rail)XXXX
355 | RMTJ60BD | Complementary | safety reliability data | B10d = 45447 MTTFd = 49.2 years | RMTJ60BDsafety reliability data | RMTJ60BDsafety reliability data | B10d = 45447 MTTFd = 49.2 yearsXXXX
356 | RMTJ60BD | Complementary | net weight | 0.12 kg | RMTJ60BDnet weight | RMTJ60BDnet weight | 0.12 kgXXXX
357 | RMTJ60BD | Environment | standards | IEC 60584-1 IEC 60947-1 | RMTJ60BDstandards | RMTJ60BDstandards | IEC 60584-1 IEC 60947-1XXXX
358 | RMTJ60BD | Environment | product certifications | CSA GL UL | RMTJ60BDproduct certifications | RMTJ60BDproduct certifications | CSA GL ULXXXX
359 | RMTJ60BD | Environment | IP degree of protection | IP20 (terminal block) IP50 (housing) | RMTJ60BDIP degree of protection | RMTJ60BDIP degree of protection | IP20 (terminal block) IP50 (housing)XXXX
360 | RMTJ60BD | Environment | fire resistance | 850 °C conforming to IEC 60695-2-1 850 °C conforming to UL | RMTJ60BDfire resistance | RMTJ60BDfire resistance | 850 °C conforming to IEC 60695-2-1 850 °C conforming to ULXXXX
361 | RMTJ60BD | Environment | shock resistance | 50 gn for 11 ms conforming to IEC 60068-2-27 | RMTJ60BDshock resistance | RMTJ60BDshock resistance | 50 gn for 11 ms conforming to IEC 60068-2-27XXXX
362 | RMTJ60BD | Environment | vibration resistance | 5 gn (f= 10…100 Hz) conforming to IEC 60068-2-6 | RMTJ60BDvibration resistance | RMTJ60BDvibration resistance | 5 gn (f= 10…100 Hz) conforming to IEC 60068-2-6XXXX
363 | RMTJ60BD | Environment | resistance to electrostatic discharge | 6 kV (in contact) conforming to IEC 61000-4-2 level 3 8 kV (in air) conforming to IEC 61000-4-2 level 3 | RMTJ60BDresistance to electrostatic discharge | RMTJ60BDresistance to electrostatic discharge | 6 kV (in contact) conforming to IEC 61000-4-2 level 3 8 kV (in air) conforming to IEC 61000-4-2 level 3XXXX
364 | RMTJ60BD | Environment | resistance to fast transients | 1 kV (on input-output) conforming to IEC 61000-4-4 2 kV (on power supply) conforming to IEC 61000-4-4 | RMTJ60BDresistance to fast transients | RMTJ60BDresistance to fast transients | 1 kV (on input-output) conforming to IEC 61000-4-4 2 kV (on power supply) conforming to IEC 61000-4-4XXXX
365 | RMTJ60BD | Environment | disturbance radiated/conducted | CISPR 22 group 1 - class B CISPR 11 | RMTJ60BDdisturbance radiated/conducted | RMTJ60BDdisturbance radiated/conducted | CISPR 22 group 1 - class B CISPR 11XXXX
366 | RMTJ60BD | Environment | ambient air temperature for storage | -40…85 °C | RMTJ60BDambient air temperature for storage | RMTJ60BDambient air temperature for storage | -40…85 °CXXXX
367 | RMTJ60BD | Environment | ambient air temperature for operation | 0…50 °C mounting side by side 0…60 °C 2 cm spacing | RMTJ60BDambient air temperature for operation | RMTJ60BDambient air temperature for operation | 0…50 °C mounting side by side 0…60 °C 2 cm spacingXXXX
368 | RMTJ60BD | Environment | pollution degree | 2 conforming to IEC 60664-1 | RMTJ60BDpollution degree | RMTJ60BDpollution degree | 2 conforming to IEC 60664-1XXXX
369 | RMTJ60BD | Packing Units | Package 1 Weight | 0.101 kg | RMTJ60BDPackage 1 Weight | RMTJ60BDPackage 1 Weight | 0.101 kgXXXX
370 | RMTJ60BD | Packing Units | Package 1 Height | 0.270 dm | RMTJ60BDPackage 1 Height | RMTJ60BDPackage 1 Height | 0.270 dmXXXX
371 | RMTJ60BD | Packing Units | Package 1 width | 0.820 dm | RMTJ60BDPackage 1 width | RMTJ60BDPackage 1 width | 0.820 dmXXXX
372 | RMTJ60BD | Packing Units | Package 1 Length | 0.850 dm | RMTJ60BDPackage 1 Length | RMTJ60BDPackage 1 Length | 0.850 dmXXXX
373 | RMTJ60BD | Offer Sustainability | Sustainable offer status | Green Premium product | RMTJ60BDSustainable offer status | RMTJ60BDSustainable offer status | Green Premium productXXXX
374 | RMTJ60BD | Offer Sustainability | REACh Regulation | REACh Declaration | RMTJ60BDREACh Regulation | RMTJ60BDREACh Regulation | REACh DeclarationXXXX
375 | RMTJ60BD | Offer Sustainability | EU RoHS Directive | Pro-active compliance (Product out of EU RoHS legal scope) EU RoHS Declaration | RMTJ60BDEU RoHS Directive | RMTJ60BDEU RoHS Directive | Pro-active compliance (Product out of EU RoHS legal scope) EU RoHS DeclarationXXXX
376 | RMTJ60BD | Offer Sustainability | Mercury free | Yes | RMTJ60BDMercury free | RMTJ60BDMercury free | YesXXXX
377 | RMTJ60BD | Offer Sustainability | RoHS exemption information | Yes | RMTJ60BDRoHS exemption information | RMTJ60BDRoHS exemption information | YesXXXX
378 | RMTJ60BD | Offer Sustainability | China RoHS Regulation | China RoHS declaration | RMTJ60BDChina RoHS Regulation | RMTJ60BDChina RoHS Regulation | China RoHS declarationXXXX
379 | RMTJ60BD | Offer Sustainability | Environmental Disclosure | Product Environmental Profile | RMTJ60BDEnvironmental Disclosure | RMTJ60BDEnvironmental Disclosure | Product Environmental ProfileXXXX
380 | RMTJ60BD | Offer Sustainability | Circularity Profile | End of Life Information | RMTJ60BDCircularity Profile | RMTJ60BDCircularity Profile | End of Life InformationXXXX
381 | RMTJ60BD | Offer Sustainability | WEEE | The product must be disposed on European Union markets following specific waste collection and never end up in rubbish bins | RMTJ60BDWEEE | RMTJ60BDWEEE | The product must be disposed on European Union markets following specific waste collection and never end up in rubbish binsXXXX
382 | RMTJ60BD | Contractual warranty | Warranty | 18 months | RMTJ60BDWarranty | RMTJ60BDWarranty | 18 monthsXXXX
383 | XVDLS37 | Main | range of product | Harmony XVD Optimum | XVDLS37range of product | XVDLS37range of product | Harmony XVD OptimumXXXX
384 | XVDLS37 | Main | product or component type | Complete miniature beacon | XVDLS37product or component type | XVDLS37product or component type | Complete miniature beaconXXXX
385 | XVDLS37 | Main | beacon or indicator bank unit type | Base unit direct fixing Illuminated unit | XVDLS37beacon or indicator bank unit type | XVDLS37beacon or indicator bank unit type | Base unit direct fixing Illuminated unitXXXX
386 | XVDLS37 | Main | signalling type | Steady | XVDLS37signalling type | XVDLS37signalling type | SteadyXXXX
387 | XVDLS37 | Main | mounting diameter | 45 mm | XVDLS37mounting diameter | XVDLS37mounting diameter | 45 mmXXXX
388 | XVDLS37 | Main | component name | XVDLS | XVDLS37component name | XVDLS37component name | XVDLSXXXX
389 | XVDLS37 | Main | material | Glass reinforced polyamide: base unit Polycarbonate: illuminated unit | XVDLS37material | XVDLS37material | Glass reinforced polyamide: base unit Polycarbonate: illuminated unitXXXX
390 | XVDLS37 | Main | light source | Bulb not included, clear | XVDLS37light source | XVDLS37light source | Bulb not included, clearXXXX
391 | XVDLS37 | Main | bulb type | Incandescent with BA 15d base | XVDLS37bulb type | XVDLS37bulb type | Incandescent with BA 15d baseXXXX
392 | XVDLS37 | Main | [Us] rated supply voltage | <= 230 V | XVDLS37[Us] rated supply voltage | XVDLS37[Us] rated supply voltage | <= 230 VXXXX
393 | XVDLS37 | Main | maximum power dissipation in W | 5 W | XVDLS37maximum power dissipation in W | XVDLS37maximum power dissipation in W | 5 WXXXX
394 | XVDLS37 | Complementary | connections - terminals | Screw clamp terminals, <= 1 x 1.5 mm² with cable end | XVDLS37connections - terminals | XVDLS37connections - terminals | Screw clamp terminals, <= 1 x 1.5 mm² with cable endXXXX
395 | XVDLS37 | Complementary | cable entry | 1 entry tapped for Pg 7 | XVDLS37cable entry | XVDLS37cable entry | 1 entry tapped for Pg 7XXXX
396 | XVDLS37 | Complementary | [Ui] rated insulation voltage | 250 V conforming to IEC 60947-1 | XVDLS37[Ui] rated insulation voltage | XVDLS37[Ui] rated insulation voltage | 250 V conforming to IEC 60947-1XXXX
397 | XVDLS37 | Complementary | [Uimp] rated impulse withstand voltage | 4 kV IEC 60947-1 | XVDLS37[Uimp] rated impulse withstand voltage | XVDLS37[Uimp] rated impulse withstand voltage | 4 kV IEC 60947-1XXXX
398 | XVDLS37 | Complementary | CAD overall width | 45 mm | XVDLS37CAD overall width | XVDLS37CAD overall width | 45 mmXXXX
399 | XVDLS37 | Complementary | CAD overall height | 104 mm | XVDLS37CAD overall height | XVDLS37CAD overall height | 104 mmXXXX
400 | XVDLS37 | Complementary | CAD overall depth | 45 mm | XVDLS37CAD overall depth | XVDLS37CAD overall depth | 45 mmXXXX
401 | XVDLS37 | Complementary | terminals description ISO n°1 | (GND)GROUND (COM-1)PW | XVDLS37terminals description ISO n°1 | XVDLS37terminals description ISO n°1 | (GND)GROUND (COM-1)PWXXXX
402 | XVDLS37 | Complementary | net weight | 0.08 kg | XVDLS37net weight | XVDLS37net weight | 0.08 kgXXXX
403 | XVDLS37 | Environment | product certifications | CSA UL | XVDLS37product certifications | XVDLS37product certifications | CSA ULXXXX
404 | XVDLS37 | Environment | standards | EN/IEC 60947-5-1 | XVDLS37standards | XVDLS37standards | EN/IEC 60947-5-1XXXX
405 | XVDLS37 | Environment | protective treatment | TC | XVDLS37protective treatment | XVDLS37protective treatment | TCXXXX
406 | XVDLS37 | Environment | ambient air temperature for operation | -25…70 °C | XVDLS37ambient air temperature for operation | XVDLS37ambient air temperature for operation | -25…70 °CXXXX
407 | XVDLS37 | Environment | ambient air temperature for storage | -40…70 °C | XVDLS37ambient air temperature for storage | XVDLS37ambient air temperature for storage | -40…70 °CXXXX
408 | XVDLS37 | Environment | electrical shock protection class | Class II conforming to IEC 60536 | XVDLS37electrical shock protection class | XVDLS37electrical shock protection class | Class II conforming to IEC 60536XXXX
409 | XVDLS37 | Environment | IP degree of protection | IP40 conforming to IEC 60529 | XVDLS37IP degree of protection | XVDLS37IP degree of protection | IP40 conforming to IEC 60529XXXX
410 | XVDLS37 | Offer Sustainability | Sustainable offer status | Green Premium product | XVDLS37Sustainable offer status | XVDLS37Sustainable offer status | Green Premium productXXXX
411 | XVDLS37 | Offer Sustainability | REACh Regulation | REACh Declaration | XVDLS37REACh Regulation | XVDLS37REACh Regulation | REACh DeclarationXXXX
412 | XVDLS37 | Offer Sustainability | EU RoHS Directive | Pro-active compliance (Product out of EU RoHS legal scope) EU RoHS Declaration | XVDLS37EU RoHS Directive | XVDLS37EU RoHS Directive | Pro-active compliance (Product out of EU RoHS legal scope) EU RoHS DeclarationXXXX
413 | XVDLS37 | Offer Sustainability | Mercury free | Yes | XVDLS37Mercury free | XVDLS37Mercury free | YesXXXX
414 | XVDLS37 | Offer Sustainability | RoHS exemption information | Yes | XVDLS37RoHS exemption information | XVDLS37RoHS exemption information | YesXXXX
415 | XVDLS37 | Offer Sustainability | China RoHS Regulation | China RoHS declaration | XVDLS37China RoHS Regulation | XVDLS37China RoHS Regulation | China RoHS declarationXXXX
416 | XVDLS37 | Offer Sustainability | Environmental Disclosure | Product Environmental Profile | XVDLS37Environmental Disclosure | XVDLS37Environmental Disclosure | Product Environmental ProfileXXXX
417 | XVDLS37 | Offer Sustainability | WEEE | The product must be disposed on European Union markets following specific waste collection and never end up in rubbish bins | XVDLS37WEEE | XVDLS37WEEE | The product must be disposed on European Union markets following specific waste collection and never end up in rubbish binsXXXX
418 | XVDLS37 | Contractual warranty | Warranty | 18 months | XVDLS37Warranty | XVDLS37Warranty | 18 monthsXXXX
419 | XVDLS38 | Main | range of product | Harmony XVD Optimum | XVDLS38range of product | XVDLS38range of product | Harmony XVD OptimumXXXX
420 | XVDLS38 | Main | product or component type | Complete miniature beacon | XVDLS38product or component type | XVDLS38product or component type | Complete miniature beaconXXXX
421 | XVDLS38 | Main | beacon or indicator bank unit type | Base unit direct fixing Illuminated unit | XVDLS38beacon or indicator bank unit type | XVDLS38beacon or indicator bank unit type | Base unit direct fixing Illuminated unitXXXX
422 | XVDLS38 | Main | signalling type | Steady | XVDLS38signalling type | XVDLS38signalling type | SteadyXXXX
423 | XVDLS38 | Main | mounting diameter | 45 mm | XVDLS38mounting diameter | XVDLS38mounting diameter | 45 mmXXXX
424 | XVDLS38 | Main | component name | XVDLS | XVDLS38component name | XVDLS38component name | XVDLSXXXX
425 | XVDLS38 | Main | material | Glass reinforced polyamide: base unit Polycarbonate: illuminated unit | XVDLS38material | XVDLS38material | Glass reinforced polyamide: base unit Polycarbonate: illuminated unitXXXX
426 | XVDLS38 | Main | light source | Bulb not included, yellow | XVDLS38light source | XVDLS38light source | Bulb not included, yellowXXXX
427 | XVDLS38 | Main | bulb type | Incandescent with BA 15d base | XVDLS38bulb type | XVDLS38bulb type | Incandescent with BA 15d baseXXXX
428 | XVDLS38 | Main | [Us] rated supply voltage | <= 230 V | XVDLS38[Us] rated supply voltage | XVDLS38[Us] rated supply voltage | <= 230 VXXXX
429 | XVDLS38 | Main | maximum power dissipation in W | 5 W | XVDLS38maximum power dissipation in W | XVDLS38maximum power dissipation in W | 5 WXXXX
430 | XVDLS38 | Complementary | connections - terminals | Screw clamp terminals, <= 1 x 1.5 mm² with cable end | XVDLS38connections - terminals | XVDLS38connections - terminals | Screw clamp terminals, <= 1 x 1.5 mm² with cable endXXXX
431 | XVDLS38 | Complementary | cable entry | 1 entry tapped for Pg 7 | XVDLS38cable entry | XVDLS38cable entry | 1 entry tapped for Pg 7XXXX
432 | XVDLS38 | Complementary | [Ui] rated insulation voltage | 250 V conforming to IEC 60947-1 | XVDLS38[Ui] rated insulation voltage | XVDLS38[Ui] rated insulation voltage | 250 V conforming to IEC 60947-1XXXX
433 | XVDLS38 | Complementary | [Uimp] rated impulse withstand voltage | 4 kV IEC 60947-1 | XVDLS38[Uimp] rated impulse withstand voltage | XVDLS38[Uimp] rated impulse withstand voltage | 4 kV IEC 60947-1XXXX
434 | XVDLS38 | Complementary | CAD overall width | 45 mm | XVDLS38CAD overall width | XVDLS38CAD overall width | 45 mmXXXX
435 | XVDLS38 | Complementary | CAD overall height | 104 mm | XVDLS38CAD overall height | XVDLS38CAD overall height | 104 mmXXXX
436 | XVDLS38 | Complementary | CAD overall depth | 45 mm | XVDLS38CAD overall depth | XVDLS38CAD overall depth | 45 mmXXXX
437 | XVDLS38 | Complementary | terminals description ISO n°1 | (COM-1)PW (GND)GROUND | XVDLS38terminals description ISO n°1 | XVDLS38terminals description ISO n°1 | (COM-1)PW (GND)GROUNDXXXX
438 | XVDLS38 | Complementary | net weight | 0.08 kg | XVDLS38net weight | XVDLS38net weight | 0.08 kgXXXX
439 | XVDLS38 | Environment | product certifications | CSA UL | XVDLS38product certifications | XVDLS38product certifications | CSA ULXXXX
440 | XVDLS38 | Environment | standards | EN/IEC 60947-5-1 | XVDLS38standards | XVDLS38standards | EN/IEC 60947-5-1XXXX
441 | XVDLS38 | Environment | protective treatment | TC | XVDLS38protective treatment | XVDLS38protective treatment | TCXXXX
442 | XVDLS38 | Environment | ambient air temperature for operation | -25…70 °C | XVDLS38ambient air temperature for operation | XVDLS38ambient air temperature for operation | -25…70 °CXXXX
443 | XVDLS38 | Environment | ambient air temperature for storage | -40…70 °C | XVDLS38ambient air temperature for storage | XVDLS38ambient air temperature for storage | -40…70 °CXXXX
444 | XVDLS38 | Environment | electrical shock protection class | Class II conforming to IEC 60536 | XVDLS38electrical shock protection class | XVDLS38electrical shock protection class | Class II conforming to IEC 60536XXXX
445 | XVDLS38 | Environment | IP degree of protection | IP40 conforming to IEC 60529 | XVDLS38IP degree of protection | XVDLS38IP degree of protection | IP40 conforming to IEC 60529XXXX
446 | XVDLS38 | Packing Units | Package 1 Weight | 0.100 kg | XVDLS38Package 1 Weight | XVDLS38Package 1 Weight | 0.100 kgXXXX
447 | XVDLS38 | Offer Sustainability | Sustainable offer status | Green Premium product | XVDLS38Sustainable offer status | XVDLS38Sustainable offer status | Green Premium productXXXX
448 | XVDLS38 | Offer Sustainability | REACh Regulation | REACh Declaration | XVDLS38REACh Regulation | XVDLS38REACh Regulation | REACh DeclarationXXXX
449 | XVDLS38 | Offer Sustainability | EU RoHS Directive | Pro-active compliance (Product out of EU RoHS legal scope) EU RoHS Declaration | XVDLS38EU RoHS Directive | XVDLS38EU RoHS Directive | Pro-active compliance (Product out of EU RoHS legal scope) EU RoHS DeclarationXXXX
450 | XVDLS38 | Offer Sustainability | Mercury free | Yes | XVDLS38Mercury free | XVDLS38Mercury free | YesXXXX
451 | XVDLS38 | Offer Sustainability | RoHS exemption information | Yes | XVDLS38RoHS exemption information | XVDLS38RoHS exemption information | YesXXXX
452 | XVDLS38 | Offer Sustainability | China RoHS Regulation | China RoHS declaration | XVDLS38China RoHS Regulation | XVDLS38China RoHS Regulation | China RoHS declarationXXXX
453 | XVDLS38 | Offer Sustainability | Environmental Disclosure | Product Environmental Profile | XVDLS38Environmental Disclosure | XVDLS38Environmental Disclosure | Product Environmental ProfileXXXX
454 | XVDLS38 | Offer Sustainability | WEEE | The product must be disposed on European Union markets following specific waste collection and never end up in rubbish bins | XVDLS38WEEE | XVDLS38WEEE | The product must be disposed on European Union markets following specific waste collection and never end up in rubbish binsXXXX
455 | XVDLS38 | Contractual warranty | Warranty | 18 months | XVDLS38Warranty | XVDLS38Warranty | 18 monthsXXXX
456 | RHT428B | Main | range of product | Zelio Relay | RHT428Brange of product | RHT428Brange of product | Zelio RelayXXXX
457 | RHT428B | Main | product or component type | Plug-in relay Timing relay | RHT428Bproduct or component type | RHT428Bproduct or component type | Plug-in relay Timing relayXXXX
458 | RHT428B | Main | device short name | RHT | RHT428Bdevice short name | RHT428Bdevice short name | RHTXXXX
459 | RHT428B | Main | contacts type and composition | 4 C/O | RHT428Bcontacts type and composition | RHT428Bcontacts type and composition | 4 C/OXXXX
460 | RHT428B | Main | contact operation | Low level | RHT428Bcontact operation | RHT428Bcontact operation | Low levelXXXX
461 | RHT428B | Main | [Uc] control circuit voltage | 24 V AC/DC 50/60 Hz | RHT428B[Uc] control circuit voltage | RHT428B[Uc] control circuit voltage | 24 V AC/DC 50/60 HzXXXX
462 | RHT428B | Main | time delay type | On-delay | RHT428Btime delay type | RHT428Btime delay type | On-delayXXXX
463 | RHT428B | Main | time delay range | 15...300 s 0.2...3 s 1.5...30 s | RHT428Btime delay range | RHT428Btime delay range | 15...300 s 0.2...3 s 1.5...30 sXXXX
464 | RHT428B | Main | [Ithe] conventional enclosed thermal current | 1 A 40 °C | RHT428B[Ithe] conventional enclosed thermal current | RHT428B[Ithe] conventional enclosed thermal current | 1 A 40 °CXXXX
465 | RHT428B | Main | status LED | With | RHT428Bstatus LED | RHT428Bstatus LED | WithXXXX
466 | RHT428B | Main | control type | Selector switch | RHT428Bcontrol type | RHT428Bcontrol type | Selector switchXXXX
467 | RHT428B | Main | coil interference suppression | With | RHT428Bcoil interference suppression | RHT428Bcoil interference suppression | WithXXXX
468 | RHT428B | Complementary | [Ui] rated insulation voltage | 250 V | RHT428B[Ui] rated insulation voltage | RHT428B[Ui] rated insulation voltage | 250 VXXXX
469 | RHT428B | Complementary | operating position | Any position | RHT428Boperating position | RHT428Boperating position | Any positionXXXX
470 | RHT428B | Complementary | minimum switching capacity | 50 mVA at 1 mA, 1 V | RHT428Bminimum switching capacity | RHT428Bminimum switching capacity | 50 mVA at 1 mA, 1 VXXXX
471 | RHT428B | Complementary | contact bounce time | <= 10 ms | RHT428Bcontact bounce time | RHT428Bcontact bounce time | <= 10 msXXXX
472 | RHT428B | Complementary | maximum voltage drop | <100 V for 3 A at 24 V | RHT428Bmaximum voltage drop | RHT428Bmaximum voltage drop | <100 V for 3 A at 24 VXXXX
473 | RHT428B | Complementary | average resistance | 30 mOhm at 20 °C | RHT428Baverage resistance | RHT428Baverage resistance | 30 mOhm at 20 °CXXXX
474 | RHT428B | Complementary | switching time | 1...3 ms AC for energisation/de-energisation 0.5...6 ms AC for de-energisation/energisation 1...4 ms DC for energisation/de-energisation 1.2...4 ms DC for de-energisation/energisation | RHT428Bswitching time | RHT428Bswitching time | 1...3 ms AC for energisation/de-energisation 0.5...6 ms AC for de-energisation/energisation 1...4 ms DC for energisation/de-energisation 1.2...4 ms DC for de-energisation/energisationXXXX
475 | RHT428B | Complementary | average coil consumption | 2.5 W at 20 °C | RHT428Baverage coil consumption | RHT428Baverage coil consumption | 2.5 W at 20 °CXXXX
476 | RHT428B | Complementary | average coil consumption in VA | 2.9 at 20 °C | RHT428Baverage coil consumption in VA | RHT428Baverage coil consumption in VA | 2.9 at 20 °CXXXX
477 | RHT428B | Complementary | control circuit voltage limits | 0.8...1.1 Uc conforming to IEC 60255 | RHT428Bcontrol circuit voltage limits | RHT428Bcontrol circuit voltage limits | 0.8...1.1 Uc conforming to IEC 60255XXXX
478 | RHT428B | Complementary | mechanical durability | 20000000 cycles | RHT428Bmechanical durability | RHT428Bmechanical durability | 20000000 cyclesXXXX
479 | RHT428B | Complementary | repeat accuracy | +/- 1 % | RHT428Brepeat accuracy | RHT428Brepeat accuracy | +/- 1 %XXXX
480 | RHT428B | Complementary | setting accuracy of time delay | +/- 15 % of full scale | RHT428Bsetting accuracy of time delay | RHT428Bsetting accuracy of time delay | +/- 15 % of full scaleXXXX
481 | RHT428B | Complementary | reset time | 100 ms | RHT428Breset time | RHT428Breset time | 100 msXXXX
482 | RHT428B | Complementary | CAD overall width | 33 mm | RHT428BCAD overall width | RHT428BCAD overall width | 33 mmXXXX
483 | RHT428B | Complementary | CAD overall height | 43 mm | RHT428BCAD overall height | RHT428BCAD overall height | 43 mmXXXX
484 | RHT428B | Complementary | CAD overall depth | 108 mm | RHT428BCAD overall depth | RHT428BCAD overall depth | 108 mmXXXX
485 | RHT428B | Complementary | terminals description ISO n°1 | (A1-A2)CO (41-42-44)OC (21-22-24)OC (31-32-34)OC (11-12-14)OC | RHT428Bterminals description ISO n°1 | RHT428Bterminals description ISO n°1 | (A1-A2)CO (41-42-44)OC (21-22-24)OC (31-32-34)OC (11-12-14)OCXXXX
486 | RHT428B | Complementary | net weight | 0.13 kg | RHT428Bnet weight | RHT428Bnet weight | 0.13 kgXXXX
487 | RHT428B | Environment | standards | IEC 60255 NF C 45-250 VDE 0435 | RHT428Bstandards | RHT428Bstandards | IEC 60255 NF C 45-250 VDE 0435XXXX
488 | RHT428B | Environment | product certifications | USSR EDF ASE BV CSA | RHT428Bproduct certifications | RHT428Bproduct certifications | USSR EDF ASE BV CSAXXXX
489 | RHT428B | Environment | protective treatment | TC | RHT428Bprotective treatment | RHT428Bprotective treatment | TCXXXX
490 | RHT428B | Environment | dielectric strength | 2500 V | RHT428Bdielectric strength | RHT428Bdielectric strength | 2500 VXXXX
491 | RHT428B | Environment | ambient air temperature for operation | -5…40 °C conforming to IEC 60255 | RHT428Bambient air temperature for operation | RHT428Bambient air temperature for operation | -5…40 °C conforming to IEC 60255XXXX
492 | RHT428B | Environment | ambient air temperature for storage | -40…70 °C | RHT428Bambient air temperature for storage | RHT428Bambient air temperature for storage | -40…70 °CXXXX
493 | RHT428B | Environment | vibration resistance | 6 gn (f= 10…55 Hz) conforming to IEC 60068-2-6 6 gn (f= 10…55 Hz) conforming to NF C 20-616 | RHT428Bvibration resistance | RHT428Bvibration resistance | 6 gn (f= 10…55 Hz) conforming to IEC 60068-2-6 6 gn (f= 10…55 Hz) conforming to NF C 20-616XXXX
494 | RHT428B | Environment | shock resistance | 50 gn for 11 ms conforming to NF C 20-608 | RHT428Bshock resistance | RHT428Bshock resistance | 50 gn for 11 ms conforming to NF C 20-608XXXX
495 | RHT428B | Environment | immunity to microbreaks | 10 ms during time delay 2 ms after time delay | RHT428Bimmunity to microbreaks | RHT428Bimmunity to microbreaks | 10 ms during time delay 2 ms after time delayXXXX
496 | RHT428B | Contractual warranty | Warranty | 18 months | RHT428BWarranty | RHT428BWarranty | 18 monthsXXXX
497 | RHT418BE | Main | range of product | Zelio Relay | RHT418BErange of product | RHT418BErange of product | Zelio RelayXXXX
498 | RHT418BE | Main | product or component type | Timing relay Plug-in relay | RHT418BEproduct or component type | RHT418BEproduct or component type | Timing relay Plug-in relayXXXX
499 | RHT418BE | Main | device short name | RHT | RHT418BEdevice short name | RHT418BEdevice short name | RHTXXXX
500 | RHT418BE | Main | contacts type and composition | 4 C/O | RHT418BEcontacts type and composition | RHT418BEcontacts type and composition | 4 C/OXXXX
501 | RHT418BE | Main | contact operation | Standard | RHT418BEcontact operation | RHT418BEcontact operation | StandardXXXX
502 | RHT418BE | Main | [Uc] control circuit voltage | 27 V AC/DC 50/60 Hz | RHT418BE[Uc] control circuit voltage | RHT418BE[Uc] control circuit voltage | 27 V AC/DC 50/60 HzXXXX
503 | RHT418BE | Main | time delay type | On-delay | RHT418BEtime delay type | RHT418BEtime delay type | On-delayXXXX
504 | RHT418BE | Main | time delay range | 0.2...3 s 15...300 s 1.5...30 s | RHT418BEtime delay range | RHT418BEtime delay range | 0.2...3 s 15...300 s 1.5...30 sXXXX
505 | RHT418BE | Main | [Ithe] conventional enclosed thermal current | 5 A 40 °C | RHT418BE[Ithe] conventional enclosed thermal current | RHT418BE[Ithe] conventional enclosed thermal current | 5 A 40 °CXXXX
506 | RHT418BE | Main | status LED | With | RHT418BEstatus LED | RHT418BEstatus LED | WithXXXX
507 | RHT418BE | Main | control type | Selector switch | RHT418BEcontrol type | RHT418BEcontrol type | Selector switchXXXX
508 | RHT418BE | Main | coil interference suppression | With | RHT418BEcoil interference suppression | RHT418BEcoil interference suppression | WithXXXX
509 | RHT418BE | Complementary | [Ui] rated insulation voltage | 250 V | RHT418BE[Ui] rated insulation voltage | RHT418BE[Ui] rated insulation voltage | 250 VXXXX
510 | RHT418BE | Complementary | operating position | Any position | RHT418BEoperating position | RHT418BEoperating position | Any positionXXXX
511 | RHT418BE | Complementary | minimum switching capacity | 150 mVA at 10 mA, 1 V | RHT418BEminimum switching capacity | RHT418BEminimum switching capacity | 150 mVA at 10 mA, 1 VXXXX
512 | RHT418BE | Complementary | contact bounce time | <= 10 ms | RHT418BEcontact bounce time | RHT418BEcontact bounce time | <= 10 msXXXX
513 | RHT418BE | Complementary | maximum voltage drop | <100 V for 3 A at 24 V | RHT418BEmaximum voltage drop | RHT418BEmaximum voltage drop | <100 V for 3 A at 24 VXXXX
514 | RHT418BE | Complementary | average resistance | 30 mOhm at 20 °C | RHT418BEaverage resistance | RHT418BEaverage resistance | 30 mOhm at 20 °CXXXX
515 | RHT418BE | Complementary | switching time | 1...3 ms AC for energisation/de-energisation 0.5...6 ms AC for de-energisation/energisation 1...4 ms DC for energisation/de-energisation 1.2...4 ms DC for de-energisation/energisation | RHT418BEswitching time | RHT418BEswitching time | 1...3 ms AC for energisation/de-energisation 0.5...6 ms AC for de-energisation/energisation 1...4 ms DC for energisation/de-energisation 1.2...4 ms DC for de-energisation/energisationXXXX
516 | RHT418BE | Complementary | average coil consumption | 2.5 W at 20 °C | RHT418BEaverage coil consumption | RHT418BEaverage coil consumption | 2.5 W at 20 °CXXXX
517 | RHT418BE | Complementary | average coil consumption in VA | 2.9 at 20 °C | RHT418BEaverage coil consumption in VA | RHT418BEaverage coil consumption in VA | 2.9 at 20 °CXXXX
518 | RHT418BE | Complementary | control circuit voltage limits | 0.8...1.1 Uc conforming to IEC 60255 | RHT418BEcontrol circuit voltage limits | RHT418BEcontrol circuit voltage limits | 0.8...1.1 Uc conforming to IEC 60255XXXX
519 | RHT418BE | Complementary | mechanical durability | 20000000 cycles | RHT418BEmechanical durability | RHT418BEmechanical durability | 20000000 cyclesXXXX
520 | RHT418BE | Complementary | repeat accuracy | +/- 1 % | RHT418BErepeat accuracy | RHT418BErepeat accuracy | +/- 1 %XXXX
521 | RHT418BE | Complementary | setting accuracy of time delay | +/- 15 % of full scale | RHT418BEsetting accuracy of time delay | RHT418BEsetting accuracy of time delay | +/- 15 % of full scaleXXXX
522 | RHT418BE | Complementary | reset time | 100 ms | RHT418BEreset time | RHT418BEreset time | 100 msXXXX
523 | RHT418BE | Complementary | CAD overall width | 33 mm | RHT418BECAD overall width | RHT418BECAD overall width | 33 mmXXXX
524 | RHT418BE | Complementary | CAD overall height | 43 mm | RHT418BECAD overall height | RHT418BECAD overall height | 43 mmXXXX
525 | RHT418BE | Complementary | CAD overall depth | 108 mm | RHT418BECAD overall depth | RHT418BECAD overall depth | 108 mmXXXX
526 | RHT418BE | Complementary | terminals description ISO n°1 | (31-32-34)OC (41-42-44)OC (11-12-14)OC (21-22-24)OC (A1-A2)CO | RHT418BEterminals description ISO n°1 | RHT418BEterminals description ISO n°1 | (31-32-34)OC (41-42-44)OC (11-12-14)OC (21-22-24)OC (A1-A2)COXXXX
527 | RHT418BE | Complementary | net weight | 0.13 kg | RHT418BEnet weight | RHT418BEnet weight | 0.13 kgXXXX
528 | RHT418BE | Environment | standards | IEC 60255 NF C 45-250 VDE 0435 | RHT418BEstandards | RHT418BEstandards | IEC 60255 NF C 45-250 VDE 0435XXXX
529 | RHT418BE | Environment | product certifications | ASE EDF USSR BV CSA | RHT418BEproduct certifications | RHT418BEproduct certifications | ASE EDF USSR BV CSAXXXX
530 | RHT418BE | Environment | protective treatment | TC | RHT418BEprotective treatment | RHT418BEprotective treatment | TCXXXX
531 | RHT418BE | Environment | dielectric strength | 2500 V | RHT418BEdielectric strength | RHT418BEdielectric strength | 2500 VXXXX
532 | RHT418BE | Environment | ambient air temperature for operation | -5…40 °C conforming to IEC 60255 | RHT418BEambient air temperature for operation | RHT418BEambient air temperature for operation | -5…40 °C conforming to IEC 60255XXXX
533 | RHT418BE | Environment | ambient air temperature for storage | -40…70 °C | RHT418BEambient air temperature for storage | RHT418BEambient air temperature for storage | -40…70 °CXXXX
534 | RHT418BE | Environment | vibration resistance | 6 gn (f= 10…55 Hz) conforming to IEC 60068-2-6 6 gn (f= 10…55 Hz) conforming to NF C 20-616 | RHT418BEvibration resistance | RHT418BEvibration resistance | 6 gn (f= 10…55 Hz) conforming to IEC 60068-2-6 6 gn (f= 10…55 Hz) conforming to NF C 20-616XXXX
535 | RHT418BE | Environment | shock resistance | 50 gn for 11 ms conforming to NF C 20-608 | RHT418BEshock resistance | RHT418BEshock resistance | 50 gn for 11 ms conforming to NF C 20-608XXXX
536 | RHT418BE | Environment | immunity to microbreaks | 10 ms during time delay 2 ms after time delay | RHT418BEimmunity to microbreaks | RHT418BEimmunity to microbreaks | 10 ms during time delay 2 ms after time delayXXXX
537 | RHT418BE | Contractual warranty | Warranty | 18 months | RHT418BEWarranty | RHT418BEWarranty | 18 monthsXXXX
538 | RSB1A160M7S | Main | range of product | Zelio Relay | RSB1A160M7Srange of product | RSB1A160M7Srange of product | Zelio RelayXXXX
539 | RSB1A160M7S | Main | series name | Interface relay | RSB1A160M7Sseries name | RSB1A160M7Sseries name | Interface relayXXXX
540 | RSB1A160M7S | Main | product or component type | Plug-in relay | RSB1A160M7Sproduct or component type | RSB1A160M7Sproduct or component type | Plug-in relayXXXX
541 | RSB1A160M7S | Main | device short name | RSB | RSB1A160M7Sdevice short name | RSB1A160M7Sdevice short name | RSBXXXX
542 | RSB1A160M7S | Main | contacts type and composition | 1 C/O | RSB1A160M7Scontacts type and composition | RSB1A160M7Scontacts type and composition | 1 C/OXXXX
543 | RSB1A160M7S | Main | contact operation | Standard | RSB1A160M7Scontact operation | RSB1A160M7Scontact operation | StandardXXXX
544 | RSB1A160M7S | Main | [Uc] control circuit voltage | 220 V AC | RSB1A160M7S[Uc] control circuit voltage | RSB1A160M7S[Uc] control circuit voltage | 220 V ACXXXX
545 | RSB1A160M7S | Main | [Ithe] conventional enclosed thermal current | 16 A at -40…40 °C | RSB1A160M7S[Ithe] conventional enclosed thermal current | RSB1A160M7S[Ithe] conventional enclosed thermal current | 16 A at -40…40 °CXXXX
546 | RSB1A160M7S | Main | status LED | Without | RSB1A160M7Sstatus LED | RSB1A160M7Sstatus LED | WithoutXXXX
547 | RSB1A160M7S | Complementary | shape of pin | Flat | RSB1A160M7Sshape of pin | RSB1A160M7Sshape of pin | FlatXXXX
548 | RSB1A160M7S | Complementary | average coil resistance | 35500 Ohm network: AC at 20 °C +/- 15 % | RSB1A160M7Saverage coil resistance | RSB1A160M7Saverage coil resistance | 35500 Ohm network: AC at 20 °C +/- 15 %XXXX
549 | RSB1A160M7S | Complementary | [Ue] rated operational voltage | 176...264 V AC 50 Hz 187...264 V AC 60 Hz | RSB1A160M7S[Ue] rated operational voltage | RSB1A160M7S[Ue] rated operational voltage | 176...264 V AC 50 Hz 187...264 V AC 60 HzXXXX
550 | RSB1A160M7S | Complementary | [Ui] rated insulation voltage | 400 V conforming to EN/IEC 60947 | RSB1A160M7S[Ui] rated insulation voltage | RSB1A160M7S[Ui] rated insulation voltage | 400 V conforming to EN/IEC 60947XXXX
551 | RSB1A160M7S | Complementary | [Uimp] rated impulse withstand voltage | IEC 61000-4-5 3.6 kV | RSB1A160M7S[Uimp] rated impulse withstand voltage | RSB1A160M7S[Uimp] rated impulse withstand voltage | IEC 61000-4-5 3.6 kVXXXX
552 | RSB1A160M7S | Complementary | contacts material | Silver alloy (Ag/Ni) | RSB1A160M7Scontacts material | RSB1A160M7Scontacts material | Silver alloy (Ag/Ni)XXXX
553 | RSB1A160M7S | Complementary | [Ie] rated operational current | 16 A (AC-1/DC-1) NO conforming to IEC 8 A (AC-1/DC-1) NC conforming to IEC | RSB1A160M7S[Ie] rated operational current | RSB1A160M7S[Ie] rated operational current | 16 A (AC-1/DC-1) NO conforming to IEC 8 A (AC-1/DC-1) NC conforming to IECXXXX
554 | RSB1A160M7S | Complementary | minimum switching current | 5 mA | RSB1A160M7Sminimum switching current | RSB1A160M7Sminimum switching current | 5 mAXXXX
555 | RSB1A160M7S | Complementary | maximum switching voltage | 300 V DC 400 V AC | RSB1A160M7Smaximum switching voltage | RSB1A160M7Smaximum switching voltage | 300 V DC 400 V ACXXXX
556 | RSB1A160M7S | Complementary | minimum switching voltage | 5 V | RSB1A160M7Sminimum switching voltage | RSB1A160M7Sminimum switching voltage | 5 VXXXX
557 | RSB1A160M7S | Complementary | maximum switching capacity | 4000 VA AC 448 W DC | RSB1A160M7Smaximum switching capacity | RSB1A160M7Smaximum switching capacity | 4000 VA AC 448 W DCXXXX
558 | RSB1A160M7S | Complementary | resistive rated load | 16 A at 250 V AC 16 A at 28 V DC | RSB1A160M7Sresistive rated load | RSB1A160M7Sresistive rated load | 16 A at 250 V AC 16 A at 28 V DCXXXX
559 | RSB1A160M7S | Complementary | minimum switching capacity | 300 mW at 5 mA | RSB1A160M7Sminimum switching capacity | RSB1A160M7Sminimum switching capacity | 300 mW at 5 mAXXXX
560 | RSB1A160M7S | Complementary | operating rate | <= 600 cycles/hour under load <= 72000 cycles/hour no-load | RSB1A160M7Soperating rate | RSB1A160M7Soperating rate | <= 600 cycles/hour under load <= 72000 cycles/hour no-loadXXXX
561 | RSB1A160M7S | Complementary | mechanical durability | 30000000 cycles | RSB1A160M7Smechanical durability | RSB1A160M7Smechanical durability | 30000000 cyclesXXXX
562 | RSB1A160M7S | Complementary | electrical durability | 100000 cycles, 16 A at 250 V, AC-1 NO 100000 cycles, 8 A at 250 V, AC-1 NC | RSB1A160M7Selectrical durability | RSB1A160M7Selectrical durability | 100000 cycles, 16 A at 250 V, AC-1 NO 100000 cycles, 8 A at 250 V, AC-1 NCXXXX
563 | RSB1A160M7S | Complementary | operating time | 10 ms between coil de-energisation and making of the Off-delay contact 12 ms between coil energisation and making of the On-delay contact | RSB1A160M7Soperating time | RSB1A160M7Soperating time | 10 ms between coil de-energisation and making of the Off-delay contact 12 ms between coil energisation and making of the On-delay contactXXXX
564 | RSB1A160M7S | Complementary | marking | CE | RSB1A160M7Smarking | RSB1A160M7Smarking | CEXXXX
565 | RSB1A160M7S | Complementary | average coil consumption | 0.75 VA AC 60 Hz | RSB1A160M7Saverage coil consumption | RSB1A160M7Saverage coil consumption | 0.75 VA AC 60 HzXXXX
566 | RSB1A160M7S | Complementary | drop-out voltage threshold | >= 0.15 Uc AC | RSB1A160M7Sdrop-out voltage threshold | RSB1A160M7Sdrop-out voltage threshold | >= 0.15 Uc ACXXXX
567 | RSB1A160M7S | Complementary | safety reliability data | B10d = 100000 | RSB1A160M7Ssafety reliability data | RSB1A160M7Ssafety reliability data | B10d = 100000XXXX
568 | RSB1A160M7S | Complementary | protection category | RT I | RSB1A160M7Sprotection category | RSB1A160M7Sprotection category | RT IXXXX
569 | RSB1A160M7S | Complementary | operating position | Any position | RSB1A160M7Soperating position | RSB1A160M7Soperating position | Any positionXXXX
570 | RSB1A160M7S | Complementary | sale per indivisible quantity | 10 | RSB1A160M7Ssale per indivisible quantity | RSB1A160M7Ssale per indivisible quantity | 10XXXX
571 | RSB1A160M7S | Complementary | device presentation | Complete product | RSB1A160M7Sdevice presentation | RSB1A160M7Sdevice presentation | Complete productXXXX
572 | RSB1A160M7S | Environment | dielectric strength | 1000 V AC between contacts 2500 V AC between poles 5000 V AC between coil and contact | RSB1A160M7Sdielectric strength | RSB1A160M7Sdielectric strength | 1000 V AC between contacts 2500 V AC between poles 5000 V AC between coil and contactXXXX
573 | RSB1A160M7S | Environment | standards | CSA C22.2 No 14 UL 508 EN/IEC 61810-1 | RSB1A160M7Sstandards | RSB1A160M7Sstandards | CSA C22.2 No 14 UL 508 EN/IEC 61810-1XXXX
574 | RSB1A160M7S | Environment | product certifications | CSA UL GOST | RSB1A160M7Sproduct certifications | RSB1A160M7Sproduct certifications | CSA UL GOSTXXXX
575 | RSB1A160M7S | Environment | ambient air temperature for storage | -40…85 °C | RSB1A160M7Sambient air temperature for storage | RSB1A160M7Sambient air temperature for storage | -40…85 °CXXXX
576 | RSB1A160M7S | Environment | vibration resistance | +/- 1 mm (f= 10…55 Hz) conforming to EN/IEC 60068-2-6 | RSB1A160M7Svibration resistance | RSB1A160M7Svibration resistance | +/- 1 mm (f= 10…55 Hz) conforming to EN/IEC 60068-2-6XXXX
577 | RSB1A160M7S | Environment | IP degree of protection | IP40 conforming to EN/IEC 60529 | RSB1A160M7SIP degree of protection | RSB1A160M7SIP degree of protection | IP40 conforming to EN/IEC 60529XXXX
578 | RSB1A160M7S | Environment | shock resistance | 10 gn (duration = 11 ms) for not operating conforming to EN/IEC 60068-2-27 5 gn (duration = 11 ms) for in operation conforming to EN/IEC 60068-2-27 | RSB1A160M7Sshock resistance | RSB1A160M7Sshock resistance | 10 gn (duration = 11 ms) for not operating conforming to EN/IEC 60068-2-27 5 gn (duration = 11 ms) for in operation conforming to EN/IEC 60068-2-27XXXX
579 | RSB1A160M7S | Environment | ambient air temperature for operation | -40…70 °C (AC) -40…85 °C (DC) | RSB1A160M7Sambient air temperature for operation | RSB1A160M7Sambient air temperature for operation | -40…70 °C (AC) -40…85 °C (DC)XXXX
580 | RSB1A160M7S | Offer Sustainability | Sustainable offer status | Green Premium product | RSB1A160M7SSustainable offer status | RSB1A160M7SSustainable offer status | Green Premium productXXXX
581 | RSB1A160M7S | Offer Sustainability | REACh free of SVHC | Yes | RSB1A160M7SREACh free of SVHC | RSB1A160M7SREACh free of SVHC | YesXXXX
582 | RSB1A160M7S | Offer Sustainability | EU RoHS Directive | Pro-active compliance (Product out of EU RoHS legal scope) EU RoHS Declaration | RSB1A160M7SEU RoHS Directive | RSB1A160M7SEU RoHS Directive | Pro-active compliance (Product out of EU RoHS legal scope) EU RoHS DeclarationXXXX
583 | RSB1A160M7S | Offer Sustainability | Toxic heavy metal free | Yes | RSB1A160M7SToxic heavy metal free | RSB1A160M7SToxic heavy metal free | YesXXXX
584 | RSB1A160M7S | Offer Sustainability | Mercury free | Yes | RSB1A160M7SMercury free | RSB1A160M7SMercury free | YesXXXX
585 | RSB1A160M7S | Offer Sustainability | RoHS exemption information | Yes | RSB1A160M7SRoHS exemption information | RSB1A160M7SRoHS exemption information | YesXXXX
586 | RSB1A160M7S | Offer Sustainability | China RoHS Regulation | China RoHS declaration | RSB1A160M7SChina RoHS Regulation | RSB1A160M7SChina RoHS Regulation | China RoHS declarationXXXX
587 | RSB1A160M7S | Offer Sustainability | Environmental Disclosure | Product Environmental Profile | RSB1A160M7SEnvironmental Disclosure | RSB1A160M7SEnvironmental Disclosure | Product Environmental ProfileXXXX
588 | RSB1A160M7S | Offer Sustainability | WEEE | The product must be disposed on European Union markets following specific waste collection and never end up in rubbish bins | RSB1A160M7SWEEE | RSB1A160M7SWEEE | The product must be disposed on European Union markets following specific waste collection and never end up in rubbish binsXXXX
589 | RSB1A160M7S | Contractual warranty | Warranty | 18 months | RSB1A160M7SWarranty | RSB1A160M7SWarranty | 18 monthsXXXX
590 | RSB1A160NDS | Main | range of product | Zelio Relay | RSB1A160NDSrange of product | RSB1A160NDSrange of product | Zelio RelayXXXX
591 | RSB1A160NDS | Main | series name | Interface relay | RSB1A160NDSseries name | RSB1A160NDSseries name | Interface relayXXXX
592 | RSB1A160NDS | Main | product or component type | Plug-in relay | RSB1A160NDSproduct or component type | RSB1A160NDSproduct or component type | Plug-in relayXXXX
593 | RSB1A160NDS | Main | device short name | RSB | RSB1A160NDSdevice short name | RSB1A160NDSdevice short name | RSBXXXX
594 | RSB1A160NDS | Main | contacts type and composition | 1 C/O | RSB1A160NDScontacts type and composition | RSB1A160NDScontacts type and composition | 1 C/OXXXX
595 | RSB1A160NDS | Main | contact operation | Standard | RSB1A160NDScontact operation | RSB1A160NDScontact operation | StandardXXXX
596 | RSB1A160NDS | Main | [Uc] control circuit voltage | 60 V DC | RSB1A160NDS[Uc] control circuit voltage | RSB1A160NDS[Uc] control circuit voltage | 60 V DCXXXX
597 | RSB1A160NDS | Main | [Ithe] conventional enclosed thermal current | 16 A at -40…40 °C | RSB1A160NDS[Ithe] conventional enclosed thermal current | RSB1A160NDS[Ithe] conventional enclosed thermal current | 16 A at -40…40 °CXXXX
598 | RSB1A160NDS | Main | status LED | Without | RSB1A160NDSstatus LED | RSB1A160NDSstatus LED | WithoutXXXX
599 | RSB1A160NDS | Complementary | shape of pin | Flat | RSB1A160NDSshape of pin | RSB1A160NDSshape of pin | FlatXXXX
600 | RSB1A160NDS | Complementary | average coil resistance | 7500 Ohm network: DC at 20 °C +/- 10 % | RSB1A160NDSaverage coil resistance | RSB1A160NDSaverage coil resistance | 7500 Ohm network: DC at 20 °C +/- 10 %XXXX
601 | RSB1A160NDS | Complementary | [Ue] rated operational voltage | 48...66 V DC | RSB1A160NDS[Ue] rated operational voltage | RSB1A160NDS[Ue] rated operational voltage | 48...66 V DCXXXX
602 | RSB1A160NDS | Complementary | [Ui] rated insulation voltage | 400 V conforming to EN/IEC 60947 | RSB1A160NDS[Ui] rated insulation voltage | RSB1A160NDS[Ui] rated insulation voltage | 400 V conforming to EN/IEC 60947XXXX
603 | RSB1A160NDS | Complementary | [Uimp] rated impulse withstand voltage | 3.6 kV IEC 61000-4-5 | RSB1A160NDS[Uimp] rated impulse withstand voltage | RSB1A160NDS[Uimp] rated impulse withstand voltage | 3.6 kV IEC 61000-4-5XXXX
604 | RSB1A160NDS | Complementary | contacts material | Silver alloy (Ag/Ni) | RSB1A160NDScontacts material | RSB1A160NDScontacts material | Silver alloy (Ag/Ni)XXXX
605 | RSB1A160NDS | Complementary | [Ie] rated operational current | 16 A (AC-1/DC-1) NO conforming to IEC 8 A (AC-1/DC-1) NC conforming to IEC | RSB1A160NDS[Ie] rated operational current | RSB1A160NDS[Ie] rated operational current | 16 A (AC-1/DC-1) NO conforming to IEC 8 A (AC-1/DC-1) NC conforming to IECXXXX
606 | RSB1A160NDS | Complementary | minimum switching current | 5 mA | RSB1A160NDSminimum switching current | RSB1A160NDSminimum switching current | 5 mAXXXX
607 | RSB1A160NDS | Complementary | maximum switching voltage | 300 V DC 400 V AC | RSB1A160NDSmaximum switching voltage | RSB1A160NDSmaximum switching voltage | 300 V DC 400 V ACXXXX
608 | RSB1A160NDS | Complementary | minimum switching voltage | 5 V | RSB1A160NDSminimum switching voltage | RSB1A160NDSminimum switching voltage | 5 VXXXX
609 | RSB1A160NDS | Complementary | maximum switching capacity | 4000 VA AC 448 W DC | RSB1A160NDSmaximum switching capacity | RSB1A160NDSmaximum switching capacity | 4000 VA AC 448 W DCXXXX
610 | RSB1A160NDS | Complementary | resistive rated load | 16 A at 250 V AC 16 A at 28 V DC | RSB1A160NDSresistive rated load | RSB1A160NDSresistive rated load | 16 A at 250 V AC 16 A at 28 V DCXXXX
611 | RSB1A160NDS | Complementary | minimum switching capacity | 300 mW at 5 mA | RSB1A160NDSminimum switching capacity | RSB1A160NDSminimum switching capacity | 300 mW at 5 mAXXXX
612 | RSB1A160NDS | Complementary | operating rate | <= 600 cycles/hour under load <= 72000 cycles/hour no-load | RSB1A160NDSoperating rate | RSB1A160NDSoperating rate | <= 600 cycles/hour under load <= 72000 cycles/hour no-loadXXXX
613 | RSB1A160NDS | Complementary | mechanical durability | 30000000 cycles | RSB1A160NDSmechanical durability | RSB1A160NDSmechanical durability | 30000000 cyclesXXXX
614 | RSB1A160NDS | Complementary | electrical durability | 100000 cycles, 16 A at 250 V, AC-1 NO 100000 cycles, 8 A at 250 V, AC-1 NC | RSB1A160NDSelectrical durability | RSB1A160NDSelectrical durability | 100000 cycles, 16 A at 250 V, AC-1 NO 100000 cycles, 8 A at 250 V, AC-1 NCXXXX
615 | RSB1A160NDS | Complementary | operating time | 4 ms between coil de-energisation and making of the Off-delay contact 9 ms between coil energisation and making of the On-delay contact | RSB1A160NDSoperating time | RSB1A160NDSoperating time | 4 ms between coil de-energisation and making of the Off-delay contact 9 ms between coil energisation and making of the On-delay contactXXXX
616 | RSB1A160NDS | Complementary | marking | CE | RSB1A160NDSmarking | RSB1A160NDSmarking | CEXXXX
617 | RSB1A160NDS | Complementary | average coil consumption | 0.45 W DC | RSB1A160NDSaverage coil consumption | RSB1A160NDSaverage coil consumption | 0.45 W DCXXXX
618 | RSB1A160NDS | Complementary | drop-out voltage threshold | >= 0.1 Uc DC | RSB1A160NDSdrop-out voltage threshold | RSB1A160NDSdrop-out voltage threshold | >= 0.1 Uc DCXXXX
619 | RSB1A160NDS | Complementary | safety reliability data | B10d = 100000 | RSB1A160NDSsafety reliability data | RSB1A160NDSsafety reliability data | B10d = 100000XXXX
620 | RSB1A160NDS | Complementary | protection category | RT I | RSB1A160NDSprotection category | RSB1A160NDSprotection category | RT IXXXX
621 | RSB1A160NDS | Complementary | operating position | Any position | RSB1A160NDSoperating position | RSB1A160NDSoperating position | Any positionXXXX
622 | RSB1A160NDS | Complementary | sale per indivisible quantity | 10 | RSB1A160NDSsale per indivisible quantity | RSB1A160NDSsale per indivisible quantity | 10XXXX
623 | RSB1A160NDS | Complementary | device presentation | Complete product | RSB1A160NDSdevice presentation | RSB1A160NDSdevice presentation | Complete productXXXX
624 | RSB1A160NDS | Environment | dielectric strength | 1000 V AC between contacts 2500 V AC between poles 5000 V AC between coil and contact | RSB1A160NDSdielectric strength | RSB1A160NDSdielectric strength | 1000 V AC between contacts 2500 V AC between poles 5000 V AC between coil and contactXXXX
625 | RSB1A160NDS | Environment | standards | CSA C22.2 No 14 EN/IEC 61810-1 UL 508 | RSB1A160NDSstandards | RSB1A160NDSstandards | CSA C22.2 No 14 EN/IEC 61810-1 UL 508XXXX
626 | RSB1A160NDS | Environment | product certifications | CSA UL GOST | RSB1A160NDSproduct certifications | RSB1A160NDSproduct certifications | CSA UL GOSTXXXX
627 | RSB1A160NDS | Environment | ambient air temperature for storage | -40…85 °C | RSB1A160NDSambient air temperature for storage | RSB1A160NDSambient air temperature for storage | -40…85 °CXXXX
628 | RSB1A160NDS | Environment | vibration resistance | +/- 1 mm (f= 10…55 Hz) conforming to EN/IEC 60068-2-6 | RSB1A160NDSvibration resistance | RSB1A160NDSvibration resistance | +/- 1 mm (f= 10…55 Hz) conforming to EN/IEC 60068-2-6XXXX
629 | RSB1A160NDS | Environment | IP degree of protection | IP40 conforming to EN/IEC 60529 | RSB1A160NDSIP degree of protection | RSB1A160NDSIP degree of protection | IP40 conforming to EN/IEC 60529XXXX
630 | RSB1A160NDS | Environment | shock resistance | 10 gn (duration = 11 ms) for not operating conforming to EN/IEC 60068-2-27 5 gn (duration = 11 ms) for in operation conforming to EN/IEC 60068-2-27 | RSB1A160NDSshock resistance | RSB1A160NDSshock resistance | 10 gn (duration = 11 ms) for not operating conforming to EN/IEC 60068-2-27 5 gn (duration = 11 ms) for in operation conforming to EN/IEC 60068-2-27XXXX
631 | RSB1A160NDS | Environment | ambient air temperature for operation | -40…70 °C (AC) -40…85 °C (DC) | RSB1A160NDSambient air temperature for operation | RSB1A160NDSambient air temperature for operation | -40…70 °C (AC) -40…85 °C (DC)XXXX
632 | RSB1A160NDS | Contractual warranty | Warranty | 18 months | RSB1A160NDSWarranty | RSB1A160NDSWarranty | 18 monthsXXXX
633 | RSB2A080P7S | Main | range of product | Zelio Relay | RSB2A080P7Srange of product | RSB2A080P7Srange of product | Zelio RelayXXXX
634 | RSB2A080P7S | Main | series name | Interface relay | RSB2A080P7Sseries name | RSB2A080P7Sseries name | Interface relayXXXX
635 | RSB2A080P7S | Main | product or component type | Plug-in relay | RSB2A080P7Sproduct or component type | RSB2A080P7Sproduct or component type | Plug-in relayXXXX
636 | RSB2A080P7S | Main | device short name | RSB | RSB2A080P7Sdevice short name | RSB2A080P7Sdevice short name | RSBXXXX
637 | RSB2A080P7S | Main | contacts type and composition | 2 C/O | RSB2A080P7Scontacts type and composition | RSB2A080P7Scontacts type and composition | 2 C/OXXXX
638 | RSB2A080P7S | Main | contact operation | Standard | RSB2A080P7Scontact operation | RSB2A080P7Scontact operation | StandardXXXX
639 | RSB2A080P7S | Main | [Uc] control circuit voltage | 230 V AC | RSB2A080P7S[Uc] control circuit voltage | RSB2A080P7S[Uc] control circuit voltage | 230 V ACXXXX
640 | RSB2A080P7S | Main | [Ithe] conventional enclosed thermal current | 8 A at -40…40 °C | RSB2A080P7S[Ithe] conventional enclosed thermal current | RSB2A080P7S[Ithe] conventional enclosed thermal current | 8 A at -40…40 °CXXXX
641 | RSB2A080P7S | Main | status LED | Without | RSB2A080P7Sstatus LED | RSB2A080P7Sstatus LED | WithoutXXXX
642 | RSB2A080P7S | Main | control type | Without push-button | RSB2A080P7Scontrol type | RSB2A080P7Scontrol type | Without push-buttonXXXX
643 | RSB2A080P7S | Complementary | shape of pin | Flat | RSB2A080P7Sshape of pin | RSB2A080P7Sshape of pin | FlatXXXX
644 | RSB2A080P7S | Complementary | average coil resistance | 38500 Ohm network: AC at 20 °C +/- 15 % | RSB2A080P7Saverage coil resistance | RSB2A080P7Saverage coil resistance | 38500 Ohm network: AC at 20 °C +/- 15 %XXXX
645 | RSB2A080P7S | Complementary | [Ue] rated operational voltage | 184...276 V AC 50 Hz 195.5...276 V AC 60 Hz | RSB2A080P7S[Ue] rated operational voltage | RSB2A080P7S[Ue] rated operational voltage | 184...276 V AC 50 Hz 195.5...276 V AC 60 HzXXXX
646 | RSB2A080P7S | Complementary | [Ui] rated insulation voltage | 400 V conforming to EN/IEC 60947 | RSB2A080P7S[Ui] rated insulation voltage | RSB2A080P7S[Ui] rated insulation voltage | 400 V conforming to EN/IEC 60947XXXX
647 | RSB2A080P7S | Complementary | [Uimp] rated impulse withstand voltage | 3.6 kV IEC 61000-4-5 | RSB2A080P7S[Uimp] rated impulse withstand voltage | RSB2A080P7S[Uimp] rated impulse withstand voltage | 3.6 kV IEC 61000-4-5XXXX
648 | RSB2A080P7S | Complementary | contacts material | Silver alloy (Ag/Ni) | RSB2A080P7Scontacts material | RSB2A080P7Scontacts material | Silver alloy (Ag/Ni)XXXX
649 | RSB2A080P7S | Complementary | [Ie] rated operational current | 4 A (AC-1/DC-1) NC conforming to IEC 8 A (AC-1/DC-1) NO conforming to IEC | RSB2A080P7S[Ie] rated operational current | RSB2A080P7S[Ie] rated operational current | 4 A (AC-1/DC-1) NC conforming to IEC 8 A (AC-1/DC-1) NO conforming to IECXXXX
650 | RSB2A080P7S | Complementary | minimum switching current | 5 mA | RSB2A080P7Sminimum switching current | RSB2A080P7Sminimum switching current | 5 mAXXXX
651 | RSB2A080P7S | Complementary | maximum switching voltage | 300 V DC 400 V AC | RSB2A080P7Smaximum switching voltage | RSB2A080P7Smaximum switching voltage | 300 V DC 400 V ACXXXX
652 | RSB2A080P7S | Complementary | minimum switching voltage | 5 V | RSB2A080P7Sminimum switching voltage | RSB2A080P7Sminimum switching voltage | 5 VXXXX
653 | RSB2A080P7S | Complementary | maximum switching capacity | 2000 VA AC 224 W DC | RSB2A080P7Smaximum switching capacity | RSB2A080P7Smaximum switching capacity | 2000 VA AC 224 W DCXXXX
654 | RSB2A080P7S | Complementary | resistive rated load | 8 A at 250 V AC 8 A at 28 V DC | RSB2A080P7Sresistive rated load | RSB2A080P7Sresistive rated load | 8 A at 250 V AC 8 A at 28 V DCXXXX
655 | RSB2A080P7S | Complementary | minimum switching capacity | 300 mW at 5 mA | RSB2A080P7Sminimum switching capacity | RSB2A080P7Sminimum switching capacity | 300 mW at 5 mAXXXX
656 | RSB2A080P7S | Complementary | operating rate | <= 600 cycles/hour under load <= 72000 cycles/hour no-load | RSB2A080P7Soperating rate | RSB2A080P7Soperating rate | <= 600 cycles/hour under load <= 72000 cycles/hour no-loadXXXX
657 | RSB2A080P7S | Complementary | mechanical durability | 30000000 cycles | RSB2A080P7Smechanical durability | RSB2A080P7Smechanical durability | 30000000 cyclesXXXX
658 | RSB2A080P7S | Complementary | electrical durability | 100000 cycles, 8 A at 250 V, AC-1 NO 100000 cycles, 4 A at 250 V, AC-1 NC | RSB2A080P7Selectrical durability | RSB2A080P7Selectrical durability | 100000 cycles, 8 A at 250 V, AC-1 NO 100000 cycles, 4 A at 250 V, AC-1 NCXXXX
659 | RSB2A080P7S | Complementary | operating time | 10 ms between coil de-energisation and making of the Off-delay contact 12 ms between coil energisation and making of the On-delay contact | RSB2A080P7Soperating time | RSB2A080P7Soperating time | 10 ms between coil de-energisation and making of the Off-delay contact 12 ms between coil energisation and making of the On-delay contactXXXX
660 | RSB2A080P7S | Complementary | marking | CE | RSB2A080P7Smarking | RSB2A080P7Smarking | CEXXXX
661 | RSB2A080P7S | Complementary | average coil consumption | 0.75 VA AC 60 Hz | RSB2A080P7Saverage coil consumption | RSB2A080P7Saverage coil consumption | 0.75 VA AC 60 HzXXXX
662 | RSB2A080P7S | Complementary | drop-out voltage threshold | >= 0.15 Uc AC | RSB2A080P7Sdrop-out voltage threshold | RSB2A080P7Sdrop-out voltage threshold | >= 0.15 Uc ACXXXX
663 | RSB2A080P7S | Complementary | safety reliability data | B10d = 100000 | RSB2A080P7Ssafety reliability data | RSB2A080P7Ssafety reliability data | B10d = 100000XXXX
664 | RSB2A080P7S | Complementary | protection category | RT I | RSB2A080P7Sprotection category | RSB2A080P7Sprotection category | RT IXXXX
665 | RSB2A080P7S | Complementary | operating position | Any position | RSB2A080P7Soperating position | RSB2A080P7Soperating position | Any positionXXXX
666 | RSB2A080P7S | Complementary | sale per indivisible quantity | 10 | RSB2A080P7Ssale per indivisible quantity | RSB2A080P7Ssale per indivisible quantity | 10XXXX
667 | RSB2A080P7S | Complementary | device presentation | Complete product | RSB2A080P7Sdevice presentation | RSB2A080P7Sdevice presentation | Complete productXXXX
668 | RSB2A080P7S | Environment | dielectric strength | 1000 V AC between contacts 2500 V AC between poles 5000 V AC between coil and contact | RSB2A080P7Sdielectric strength | RSB2A080P7Sdielectric strength | 1000 V AC between contacts 2500 V AC between poles 5000 V AC between coil and contactXXXX
669 | RSB2A080P7S | Environment | standards | UL 508 CSA C22.2 No 14 EN/IEC 61810-1 | RSB2A080P7Sstandards | RSB2A080P7Sstandards | UL 508 CSA C22.2 No 14 EN/IEC 61810-1XXXX
670 | RSB2A080P7S | Environment | product certifications | GOST CSA UL | RSB2A080P7Sproduct certifications | RSB2A080P7Sproduct certifications | GOST CSA ULXXXX
671 | RSB2A080P7S | Environment | ambient air temperature for storage | -40…85 °C | RSB2A080P7Sambient air temperature for storage | RSB2A080P7Sambient air temperature for storage | -40…85 °CXXXX
672 | RSB2A080P7S | Environment | vibration resistance | +/- 1 mm (f= 10…55 Hz) conforming to EN/IEC 60068-2-6 | RSB2A080P7Svibration resistance | RSB2A080P7Svibration resistance | +/- 1 mm (f= 10…55 Hz) conforming to EN/IEC 60068-2-6XXXX
673 | RSB2A080P7S | Environment | IP degree of protection | IP40 conforming to EN/IEC 60529 | RSB2A080P7SIP degree of protection | RSB2A080P7SIP degree of protection | IP40 conforming to EN/IEC 60529XXXX
674 | RSB2A080P7S | Environment | shock resistance | 10 gn (duration = 11 ms) for not operating conforming to EN/IEC 60068-2-27 5 gn (duration = 11 ms) for in operation conforming to EN/IEC 60068-2-27 | RSB2A080P7Sshock resistance | RSB2A080P7Sshock resistance | 10 gn (duration = 11 ms) for not operating conforming to EN/IEC 60068-2-27 5 gn (duration = 11 ms) for in operation conforming to EN/IEC 60068-2-27XXXX
675 | RSB2A080P7S | Environment | ambient air temperature for operation | -40…70 °C (AC) -40…85 °C (DC) | RSB2A080P7Sambient air temperature for operation | RSB2A080P7Sambient air temperature for operation | -40…70 °C (AC) -40…85 °C (DC)XXXX
676 | RSB2A080P7S | Offer Sustainability | Sustainable offer status | Green Premium product | RSB2A080P7SSustainable offer status | RSB2A080P7SSustainable offer status | Green Premium productXXXX
677 | RSB2A080P7S | Offer Sustainability | REACh free of SVHC | Yes | RSB2A080P7SREACh free of SVHC | RSB2A080P7SREACh free of SVHC | YesXXXX
678 | RSB2A080P7S | Offer Sustainability | EU RoHS Directive | Pro-active compliance (Product out of EU RoHS legal scope) EU RoHS Declaration | RSB2A080P7SEU RoHS Directive | RSB2A080P7SEU RoHS Directive | Pro-active compliance (Product out of EU RoHS legal scope) EU RoHS DeclarationXXXX
679 | RSB2A080P7S | Offer Sustainability | Toxic heavy metal free | Yes | RSB2A080P7SToxic heavy metal free | RSB2A080P7SToxic heavy metal free | YesXXXX
680 | RSB2A080P7S | Offer Sustainability | Mercury free | Yes | RSB2A080P7SMercury free | RSB2A080P7SMercury free | YesXXXX
681 | RSB2A080P7S | Offer Sustainability | RoHS exemption information | Yes | RSB2A080P7SRoHS exemption information | RSB2A080P7SRoHS exemption information | YesXXXX
682 | RSB2A080P7S | Offer Sustainability | China RoHS Regulation | China RoHS declaration | RSB2A080P7SChina RoHS Regulation | RSB2A080P7SChina RoHS Regulation | China RoHS declarationXXXX
683 | RSB2A080P7S | Offer Sustainability | Environmental Disclosure | Product Environmental Profile | RSB2A080P7SEnvironmental Disclosure | RSB2A080P7SEnvironmental Disclosure | Product Environmental ProfileXXXX
684 | RSB2A080P7S | Offer Sustainability | WEEE | The product must be disposed on European Union markets following specific waste collection and never end up in rubbish bins | RSB2A080P7SWEEE | RSB2A080P7SWEEE | The product must be disposed on European Union markets following specific waste collection and never end up in rubbish binsXXXX
685 | RSB2A080P7S | Contractual warranty | Warranty | 18 months | RSB2A080P7SWarranty | RSB2A080P7SWarranty | 18 monthsXXXX
686 | RSB2A080RDS | Main | range of product | Zelio Relay | RSB2A080RDSrange of product | RSB2A080RDSrange of product | Zelio RelayXXXX
687 | RSB2A080RDS | Main | series name | Interface relay | RSB2A080RDSseries name | RSB2A080RDSseries name | Interface relayXXXX
688 | RSB2A080RDS | Main | product or component type | Plug-in relay | RSB2A080RDSproduct or component type | RSB2A080RDSproduct or component type | Plug-in relayXXXX
689 | RSB2A080RDS | Main | device short name | RSB | RSB2A080RDSdevice short name | RSB2A080RDSdevice short name | RSBXXXX
690 | RSB2A080RDS | Main | contacts type and composition | 2 C/O | RSB2A080RDScontacts type and composition | RSB2A080RDScontacts type and composition | 2 C/OXXXX
691 | RSB2A080RDS | Main | contact operation | Standard | RSB2A080RDScontact operation | RSB2A080RDScontact operation | StandardXXXX
692 | RSB2A080RDS | Main | [Uc] control circuit voltage | 6 V DC | RSB2A080RDS[Uc] control circuit voltage | RSB2A080RDS[Uc] control circuit voltage | 6 V DCXXXX
693 | RSB2A080RDS | Main | [Ithe] conventional enclosed thermal current | 8 A at -40…40 °C | RSB2A080RDS[Ithe] conventional enclosed thermal current | RSB2A080RDS[Ithe] conventional enclosed thermal current | 8 A at -40…40 °CXXXX
694 | RSB2A080RDS | Main | status LED | Without | RSB2A080RDSstatus LED | RSB2A080RDSstatus LED | WithoutXXXX
695 | RSB2A080RDS | Complementary | shape of pin | Flat | RSB2A080RDSshape of pin | RSB2A080RDSshape of pin | FlatXXXX
696 | RSB2A080RDS | Complementary | average coil resistance | 90 Ohm network: DC at 20 °C +/- 10 % | RSB2A080RDSaverage coil resistance | RSB2A080RDSaverage coil resistance | 90 Ohm network: DC at 20 °C +/- 10 %XXXX
697 | RSB2A080RDS | Complementary | [Ue] rated operational voltage | 4.8...6.6 V DC | RSB2A080RDS[Ue] rated operational voltage | RSB2A080RDS[Ue] rated operational voltage | 4.8...6.6 V DCXXXX
698 | RSB2A080RDS | Complementary | [Ui] rated insulation voltage | 400 V conforming to EN/IEC 60947 | RSB2A080RDS[Ui] rated insulation voltage | RSB2A080RDS[Ui] rated insulation voltage | 400 V conforming to EN/IEC 60947XXXX
699 | RSB2A080RDS | Complementary | [Uimp] rated impulse withstand voltage | IEC 61000-4-5 3.6 kV | RSB2A080RDS[Uimp] rated impulse withstand voltage | RSB2A080RDS[Uimp] rated impulse withstand voltage | IEC 61000-4-5 3.6 kVXXXX
700 | RSB2A080RDS | Complementary | contacts material | Silver alloy (Ag/Ni) | RSB2A080RDScontacts material | RSB2A080RDScontacts material | Silver alloy (Ag/Ni)XXXX
701 | RSB2A080RDS | Complementary | [Ie] rated operational current | 4 A (AC-1/DC-1) NC conforming to IEC 8 A (AC-1/DC-1) NO conforming to IEC | RSB2A080RDS[Ie] rated operational current | RSB2A080RDS[Ie] rated operational current | 4 A (AC-1/DC-1) NC conforming to IEC 8 A (AC-1/DC-1) NO conforming to IECXXXX
702 | RSB2A080RDS | Complementary | minimum switching current | 5 mA | RSB2A080RDSminimum switching current | RSB2A080RDSminimum switching current | 5 mAXXXX
703 | RSB2A080RDS | Complementary | maximum switching voltage | 300 V DC 400 V AC | RSB2A080RDSmaximum switching voltage | RSB2A080RDSmaximum switching voltage | 300 V DC 400 V ACXXXX
704 | RSB2A080RDS | Complementary | minimum switching voltage | 5 V | RSB2A080RDSminimum switching voltage | RSB2A080RDSminimum switching voltage | 5 VXXXX
705 | RSB2A080RDS | Complementary | maximum switching capacity | 2000 VA AC 224 W DC | RSB2A080RDSmaximum switching capacity | RSB2A080RDSmaximum switching capacity | 2000 VA AC 224 W DCXXXX
706 | RSB2A080RDS | Complementary | resistive rated load | 8 A at 250 V AC 8 A at 28 V DC | RSB2A080RDSresistive rated load | RSB2A080RDSresistive rated load | 8 A at 250 V AC 8 A at 28 V DCXXXX
707 | RSB2A080RDS | Complementary | minimum switching capacity | 300 mW at 5 mA | RSB2A080RDSminimum switching capacity | RSB2A080RDSminimum switching capacity | 300 mW at 5 mAXXXX
708 | RSB2A080RDS | Complementary | operating rate | <= 600 cycles/hour under load <= 72000 cycles/hour no-load | RSB2A080RDSoperating rate | RSB2A080RDSoperating rate | <= 600 cycles/hour under load <= 72000 cycles/hour no-loadXXXX
709 | RSB2A080RDS | Complementary | mechanical durability | 30000000 cycles | RSB2A080RDSmechanical durability | RSB2A080RDSmechanical durability | 30000000 cyclesXXXX
710 | RSB2A080RDS | Complementary | electrical durability | 100000 cycles, 8 A at 250 V, AC-1 NO 100000 cycles, 4 A at 250 V, AC-1 NC | RSB2A080RDSelectrical durability | RSB2A080RDSelectrical durability | 100000 cycles, 8 A at 250 V, AC-1 NO 100000 cycles, 4 A at 250 V, AC-1 NCXXXX
711 | RSB2A080RDS | Complementary | operating time | 4 ms between coil de-energisation and making of the Off-delay contact 9 ms between coil energisation and making of the On-delay contact | RSB2A080RDSoperating time | RSB2A080RDSoperating time | 4 ms between coil de-energisation and making of the Off-delay contact 9 ms between coil energisation and making of the On-delay contactXXXX
712 | RSB2A080RDS | Complementary | marking | CE | RSB2A080RDSmarking | RSB2A080RDSmarking | CEXXXX
713 | RSB2A080RDS | Complementary | average coil consumption | 0.45 W DC | RSB2A080RDSaverage coil consumption | RSB2A080RDSaverage coil consumption | 0.45 W DCXXXX
714 | RSB2A080RDS | Complementary | drop-out voltage threshold | >= 0.1 Uc DC | RSB2A080RDSdrop-out voltage threshold | RSB2A080RDSdrop-out voltage threshold | >= 0.1 Uc DCXXXX
715 | RSB2A080RDS | Complementary | safety reliability data | B10d = 100000 | RSB2A080RDSsafety reliability data | RSB2A080RDSsafety reliability data | B10d = 100000XXXX
716 | RSB2A080RDS | Complementary | protection category | RT I | RSB2A080RDSprotection category | RSB2A080RDSprotection category | RT IXXXX
717 | RSB2A080RDS | Complementary | operating position | Any position | RSB2A080RDSoperating position | RSB2A080RDSoperating position | Any positionXXXX
718 | RSB2A080RDS | Complementary | sale per indivisible quantity | 10 | RSB2A080RDSsale per indivisible quantity | RSB2A080RDSsale per indivisible quantity | 10XXXX
719 | RSB2A080RDS | Complementary | device presentation | Complete product | RSB2A080RDSdevice presentation | RSB2A080RDSdevice presentation | Complete productXXXX
720 | RSB2A080RDS | Environment | dielectric strength | 1000 V AC between contacts 2500 V AC between poles 5000 V AC between coil and contact | RSB2A080RDSdielectric strength | RSB2A080RDSdielectric strength | 1000 V AC between contacts 2500 V AC between poles 5000 V AC between coil and contactXXXX
721 | RSB2A080RDS | Environment | standards | CSA C22.2 No 14 UL 508 EN/IEC 61810-1 | RSB2A080RDSstandards | RSB2A080RDSstandards | CSA C22.2 No 14 UL 508 EN/IEC 61810-1XXXX
722 | RSB2A080RDS | Environment | product certifications | CSA GOST UL | RSB2A080RDSproduct certifications | RSB2A080RDSproduct certifications | CSA GOST ULXXXX
723 | RSB2A080RDS | Environment | ambient air temperature for storage | -40…85 °C | RSB2A080RDSambient air temperature for storage | RSB2A080RDSambient air temperature for storage | -40…85 °CXXXX
724 | RSB2A080RDS | Environment | vibration resistance | +/- 1 mm (f= 10…55 Hz) conforming to EN/IEC 60068-2-6 | RSB2A080RDSvibration resistance | RSB2A080RDSvibration resistance | +/- 1 mm (f= 10…55 Hz) conforming to EN/IEC 60068-2-6XXXX
725 | RSB2A080RDS | Environment | IP degree of protection | IP40 conforming to EN/IEC 60529 | RSB2A080RDSIP degree of protection | RSB2A080RDSIP degree of protection | IP40 conforming to EN/IEC 60529XXXX
726 | RSB2A080RDS | Environment | shock resistance | 10 gn (duration = 11 ms) for not operating conforming to EN/IEC 60068-2-27 5 gn (duration = 11 ms) for in operation conforming to EN/IEC 60068-2-27 | RSB2A080RDSshock resistance | RSB2A080RDSshock resistance | 10 gn (duration = 11 ms) for not operating conforming to EN/IEC 60068-2-27 5 gn (duration = 11 ms) for in operation conforming to EN/IEC 60068-2-27XXXX
727 | RSB2A080RDS | Environment | ambient air temperature for operation | -40…70 °C (AC) -40…85 °C (DC) | RSB2A080RDSambient air temperature for operation | RSB2A080RDSambient air temperature for operation | -40…70 °C (AC) -40…85 °C (DC)XXXX
728 | RSB2A080RDS | Contractual warranty | Warranty | 18 months | RSB2A080RDSWarranty | RSB2A080RDSWarranty | 18 monthsXXXX
729 | RSB2A080U7S | Main | range of product | Zelio Relay | RSB2A080U7Srange of product | RSB2A080U7Srange of product | Zelio RelayXXXX
730 | RSB2A080U7S | Main | series name | Interface relay | RSB2A080U7Sseries name | RSB2A080U7Sseries name | Interface relayXXXX
731 | RSB2A080U7S | Main | product or component type | Plug-in relay | RSB2A080U7Sproduct or component type | RSB2A080U7Sproduct or component type | Plug-in relayXXXX
732 | RSB2A080U7S | Main | device short name | RSB | RSB2A080U7Sdevice short name | RSB2A080U7Sdevice short name | RSBXXXX
733 | RSB2A080U7S | Main | contacts type and composition | 2 C/O | RSB2A080U7Scontacts type and composition | RSB2A080U7Scontacts type and composition | 2 C/OXXXX
734 | RSB2A080U7S | Main | contact operation | Standard | RSB2A080U7Scontact operation | RSB2A080U7Scontact operation | StandardXXXX
735 | RSB2A080U7S | Main | [Uc] control circuit voltage | 240 V AC | RSB2A080U7S[Uc] control circuit voltage | RSB2A080U7S[Uc] control circuit voltage | 240 V ACXXXX
736 | RSB2A080U7S | Main | [Ithe] conventional enclosed thermal current | 8 A at -40…40 °C | RSB2A080U7S[Ithe] conventional enclosed thermal current | RSB2A080U7S[Ithe] conventional enclosed thermal current | 8 A at -40…40 °CXXXX
737 | RSB2A080U7S | Main | status LED | Without | RSB2A080U7Sstatus LED | RSB2A080U7Sstatus LED | WithoutXXXX
738 | RSB2A080U7S | Complementary | shape of pin | Flat | RSB2A080U7Sshape of pin | RSB2A080U7Sshape of pin | FlatXXXX
739 | RSB2A080U7S | Complementary | average coil resistance | 42500 Ohm network: AC at 20 °C +/- 15 % | RSB2A080U7Saverage coil resistance | RSB2A080U7Saverage coil resistance | 42500 Ohm network: AC at 20 °C +/- 15 %XXXX
740 | RSB2A080U7S | Complementary | [Ue] rated operational voltage | 192...288 V AC 50 Hz 204...288 V AC 60 Hz | RSB2A080U7S[Ue] rated operational voltage | RSB2A080U7S[Ue] rated operational voltage | 192...288 V AC 50 Hz 204...288 V AC 60 HzXXXX
741 | RSB2A080U7S | Complementary | [Ui] rated insulation voltage | 400 V conforming to EN/IEC 60947 | RSB2A080U7S[Ui] rated insulation voltage | RSB2A080U7S[Ui] rated insulation voltage | 400 V conforming to EN/IEC 60947XXXX
742 | RSB2A080U7S | Complementary | [Uimp] rated impulse withstand voltage | 3.6 kV IEC 61000-4-5 | RSB2A080U7S[Uimp] rated impulse withstand voltage | RSB2A080U7S[Uimp] rated impulse withstand voltage | 3.6 kV IEC 61000-4-5XXXX
743 | RSB2A080U7S | Complementary | contacts material | Silver alloy (Ag/Ni) | RSB2A080U7Scontacts material | RSB2A080U7Scontacts material | Silver alloy (Ag/Ni)XXXX
744 | RSB2A080U7S | Complementary | [Ie] rated operational current | 4 A (AC-1/DC-1) NC conforming to IEC 8 A (AC-1/DC-1) NO conforming to IEC | RSB2A080U7S[Ie] rated operational current | RSB2A080U7S[Ie] rated operational current | 4 A (AC-1/DC-1) NC conforming to IEC 8 A (AC-1/DC-1) NO conforming to IECXXXX
745 | RSB2A080U7S | Complementary | minimum switching current | 5 mA | RSB2A080U7Sminimum switching current | RSB2A080U7Sminimum switching current | 5 mAXXXX
746 | RSB2A080U7S | Complementary | maximum switching voltage | 300 V DC 400 V AC | RSB2A080U7Smaximum switching voltage | RSB2A080U7Smaximum switching voltage | 300 V DC 400 V ACXXXX
747 | RSB2A080U7S | Complementary | minimum switching voltage | 5 V | RSB2A080U7Sminimum switching voltage | RSB2A080U7Sminimum switching voltage | 5 VXXXX
748 | RSB2A080U7S | Complementary | maximum switching capacity | 2000 VA AC 224 W DC | RSB2A080U7Smaximum switching capacity | RSB2A080U7Smaximum switching capacity | 2000 VA AC 224 W DCXXXX
749 | RSB2A080U7S | Complementary | resistive rated load | 8 A at 250 V AC 8 A at 28 V DC | RSB2A080U7Sresistive rated load | RSB2A080U7Sresistive rated load | 8 A at 250 V AC 8 A at 28 V DCXXXX
750 | RSB2A080U7S | Complementary | minimum switching capacity | 300 mW at 5 mA | RSB2A080U7Sminimum switching capacity | RSB2A080U7Sminimum switching capacity | 300 mW at 5 mAXXXX
751 | RSB2A080U7S | Complementary | operating rate | <= 600 cycles/hour under load <= 72000 cycles/hour no-load | RSB2A080U7Soperating rate | RSB2A080U7Soperating rate | <= 600 cycles/hour under load <= 72000 cycles/hour no-loadXXXX
752 | RSB2A080U7S | Complementary | mechanical durability | 30000000 cycles | RSB2A080U7Smechanical durability | RSB2A080U7Smechanical durability | 30000000 cyclesXXXX
753 | RSB2A080U7S | Complementary | electrical durability | 100000 cycles, 8 A at 250 V, AC-1 NO 100000 cycles, 4 A at 250 V, AC-1 NC | RSB2A080U7Selectrical durability | RSB2A080U7Selectrical durability | 100000 cycles, 8 A at 250 V, AC-1 NO 100000 cycles, 4 A at 250 V, AC-1 NCXXXX
754 | RSB2A080U7S | Complementary | operating time | 10 ms between coil de-energisation and making of the Off-delay contact 12 ms between coil energisation and making of the On-delay contact | RSB2A080U7Soperating time | RSB2A080U7Soperating time | 10 ms between coil de-energisation and making of the Off-delay contact 12 ms between coil energisation and making of the On-delay contactXXXX
755 | RSB2A080U7S | Complementary | marking | CE | RSB2A080U7Smarking | RSB2A080U7Smarking | CEXXXX
756 | RSB2A080U7S | Complementary | average coil consumption | 0.75 VA AC 60 Hz | RSB2A080U7Saverage coil consumption | RSB2A080U7Saverage coil consumption | 0.75 VA AC 60 HzXXXX
757 | RSB2A080U7S | Complementary | drop-out voltage threshold | >= 0.15 Uc AC | RSB2A080U7Sdrop-out voltage threshold | RSB2A080U7Sdrop-out voltage threshold | >= 0.15 Uc ACXXXX
758 | RSB2A080U7S | Complementary | safety reliability data | B10d = 100000 | RSB2A080U7Ssafety reliability data | RSB2A080U7Ssafety reliability data | B10d = 100000XXXX
759 | RSB2A080U7S | Complementary | protection category | RT I | RSB2A080U7Sprotection category | RSB2A080U7Sprotection category | RT IXXXX
760 | RSB2A080U7S | Complementary | operating position | Any position | RSB2A080U7Soperating position | RSB2A080U7Soperating position | Any positionXXXX
761 | RSB2A080U7S | Complementary | sale per indivisible quantity | 10 | RSB2A080U7Ssale per indivisible quantity | RSB2A080U7Ssale per indivisible quantity | 10XXXX
762 | RSB2A080U7S | Complementary | device presentation | Complete product | RSB2A080U7Sdevice presentation | RSB2A080U7Sdevice presentation | Complete productXXXX
763 | RSB2A080U7S | Environment | dielectric strength | 1000 V AC between contacts 2500 V AC between poles 5000 V AC between coil and contact | RSB2A080U7Sdielectric strength | RSB2A080U7Sdielectric strength | 1000 V AC between contacts 2500 V AC between poles 5000 V AC between coil and contactXXXX
764 | RSB2A080U7S | Environment | standards | CSA C22.2 No 14 EN/IEC 61810-1 UL 508 | RSB2A080U7Sstandards | RSB2A080U7Sstandards | CSA C22.2 No 14 EN/IEC 61810-1 UL 508XXXX
765 | RSB2A080U7S | Environment | product certifications | UL CSA GOST | RSB2A080U7Sproduct certifications | RSB2A080U7Sproduct certifications | UL CSA GOSTXXXX
766 | RSB2A080U7S | Environment | ambient air temperature for storage | -40…85 °C | RSB2A080U7Sambient air temperature for storage | RSB2A080U7Sambient air temperature for storage | -40…85 °CXXXX
767 | RSB2A080U7S | Environment | vibration resistance | +/- 1 mm (f= 10…55 Hz) conforming to EN/IEC 60068-2-6 | RSB2A080U7Svibration resistance | RSB2A080U7Svibration resistance | +/- 1 mm (f= 10…55 Hz) conforming to EN/IEC 60068-2-6XXXX
768 | RSB2A080U7S | Environment | IP degree of protection | IP40 conforming to EN/IEC 60529 | RSB2A080U7SIP degree of protection | RSB2A080U7SIP degree of protection | IP40 conforming to EN/IEC 60529XXXX
769 | RSB2A080U7S | Environment | shock resistance | 10 gn (duration = 11 ms) for not operating conforming to EN/IEC 60068-2-27 5 gn (duration = 11 ms) for in operation conforming to EN/IEC 60068-2-27 | RSB2A080U7Sshock resistance | RSB2A080U7Sshock resistance | 10 gn (duration = 11 ms) for not operating conforming to EN/IEC 60068-2-27 5 gn (duration = 11 ms) for in operation conforming to EN/IEC 60068-2-27XXXX
770 | RSB2A080U7S | Environment | ambient air temperature for operation | -40…70 °C (AC) -40…85 °C (DC) | RSB2A080U7Sambient air temperature for operation | RSB2A080U7Sambient air temperature for operation | -40…70 °C (AC) -40…85 °C (DC)XXXX
771 | RSB2A080U7S | Offer Sustainability | Sustainable offer status | Green Premium product | RSB2A080U7SSustainable offer status | RSB2A080U7SSustainable offer status | Green Premium productXXXX
772 | RSB2A080U7S | Offer Sustainability | REACh free of SVHC | Yes | RSB2A080U7SREACh free of SVHC | RSB2A080U7SREACh free of SVHC | YesXXXX
773 | RSB2A080U7S | Offer Sustainability | EU RoHS Directive | Pro-active compliance (Product out of EU RoHS legal scope) EU RoHS Declaration | RSB2A080U7SEU RoHS Directive | RSB2A080U7SEU RoHS Directive | Pro-active compliance (Product out of EU RoHS legal scope) EU RoHS DeclarationXXXX
774 | RSB2A080U7S | Offer Sustainability | Toxic heavy metal free | Yes | RSB2A080U7SToxic heavy metal free | RSB2A080U7SToxic heavy metal free | YesXXXX
775 | RSB2A080U7S | Offer Sustainability | Mercury free | Yes | RSB2A080U7SMercury free | RSB2A080U7SMercury free | YesXXXX
776 | RSB2A080U7S | Offer Sustainability | RoHS exemption information | Yes | RSB2A080U7SRoHS exemption information | RSB2A080U7SRoHS exemption information | YesXXXX
777 | RSB2A080U7S | Offer Sustainability | China RoHS Regulation | China RoHS declaration | RSB2A080U7SChina RoHS Regulation | RSB2A080U7SChina RoHS Regulation | China RoHS declarationXXXX
778 | RSB2A080U7S | Offer Sustainability | Environmental Disclosure | Product Environmental Profile | RSB2A080U7SEnvironmental Disclosure | RSB2A080U7SEnvironmental Disclosure | Product Environmental ProfileXXXX
779 | RSB2A080U7S | Offer Sustainability | WEEE | The product must be disposed on European Union markets following specific waste collection and never end up in rubbish bins | RSB2A080U7SWEEE | RSB2A080U7SWEEE | The product must be disposed on European Union markets following specific waste collection and never end up in rubbish binsXXXX
780 | RSB2A080U7S | Contractual warranty | Warranty | 18 months | RSB2A080U7SWarranty | RSB2A080U7SWarranty | 18 monthsXXXX
781 | RSB2A080M7S | Main | range of product | Zelio Relay | RSB2A080M7Srange of product | RSB2A080M7Srange of product | Zelio RelayXXXX
782 | RSB2A080M7S | Main | series name | Interface relay | RSB2A080M7Sseries name | RSB2A080M7Sseries name | Interface relayXXXX
783 | RSB2A080M7S | Main | product or component type | Plug-in relay | RSB2A080M7Sproduct or component type | RSB2A080M7Sproduct or component type | Plug-in relayXXXX
784 | RSB2A080M7S | Main | device short name | RSB | RSB2A080M7Sdevice short name | RSB2A080M7Sdevice short name | RSBXXXX
785 | RSB2A080M7S | Main | contacts type and composition | 2 C/O | RSB2A080M7Scontacts type and composition | RSB2A080M7Scontacts type and composition | 2 C/OXXXX
786 | RSB2A080M7S | Main | contact operation | Standard | RSB2A080M7Scontact operation | RSB2A080M7Scontact operation | StandardXXXX
787 | RSB2A080M7S | Main | [Uc] control circuit voltage | 220 V AC | RSB2A080M7S[Uc] control circuit voltage | RSB2A080M7S[Uc] control circuit voltage | 220 V ACXXXX
788 | RSB2A080M7S | Main | [Ithe] conventional enclosed thermal current | 8 A at -40…40 °C | RSB2A080M7S[Ithe] conventional enclosed thermal current | RSB2A080M7S[Ithe] conventional enclosed thermal current | 8 A at -40…40 °CXXXX
789 | RSB2A080M7S | Main | status LED | Without | RSB2A080M7Sstatus LED | RSB2A080M7Sstatus LED | WithoutXXXX
790 | RSB2A080M7S | Complementary | shape of pin | Flat | RSB2A080M7Sshape of pin | RSB2A080M7Sshape of pin | FlatXXXX
791 | RSB2A080M7S | Complementary | average coil resistance | 35500 Ohm network: AC at 20 °C +/- 15 % | RSB2A080M7Saverage coil resistance | RSB2A080M7Saverage coil resistance | 35500 Ohm network: AC at 20 °C +/- 15 %XXXX
792 | RSB2A080M7S | Complementary | [Ue] rated operational voltage | 176...264 V AC 50 Hz 187...264 V AC 60 Hz | RSB2A080M7S[Ue] rated operational voltage | RSB2A080M7S[Ue] rated operational voltage | 176...264 V AC 50 Hz 187...264 V AC 60 HzXXXX
793 | RSB2A080M7S | Complementary | [Ui] rated insulation voltage | 400 V conforming to EN/IEC 60947 | RSB2A080M7S[Ui] rated insulation voltage | RSB2A080M7S[Ui] rated insulation voltage | 400 V conforming to EN/IEC 60947XXXX
794 | RSB2A080M7S | Complementary | [Uimp] rated impulse withstand voltage | IEC 61000-4-5 3.6 kV | RSB2A080M7S[Uimp] rated impulse withstand voltage | RSB2A080M7S[Uimp] rated impulse withstand voltage | IEC 61000-4-5 3.6 kVXXXX
795 | RSB2A080M7S | Complementary | contacts material | Silver alloy (Ag/Ni) | RSB2A080M7Scontacts material | RSB2A080M7Scontacts material | Silver alloy (Ag/Ni)XXXX
796 | RSB2A080M7S | Complementary | [Ie] rated operational current | 4 A (AC-1/DC-1) NC conforming to IEC 8 A (AC-1/DC-1) NO conforming to IEC | RSB2A080M7S[Ie] rated operational current | RSB2A080M7S[Ie] rated operational current | 4 A (AC-1/DC-1) NC conforming to IEC 8 A (AC-1/DC-1) NO conforming to IECXXXX
797 | RSB2A080M7S | Complementary | minimum switching current | 5 mA | RSB2A080M7Sminimum switching current | RSB2A080M7Sminimum switching current | 5 mAXXXX
798 | RSB2A080M7S | Complementary | maximum switching voltage | 300 V DC 400 V AC | RSB2A080M7Smaximum switching voltage | RSB2A080M7Smaximum switching voltage | 300 V DC 400 V ACXXXX
799 | RSB2A080M7S | Complementary | minimum switching voltage | 5 V | RSB2A080M7Sminimum switching voltage | RSB2A080M7Sminimum switching voltage | 5 VXXXX
800 | RSB2A080M7S | Complementary | maximum switching capacity | 2000 VA AC 224 W DC | RSB2A080M7Smaximum switching capacity | RSB2A080M7Smaximum switching capacity | 2000 VA AC 224 W DCXXXX
801 | RSB2A080M7S | Complementary | resistive rated load | 8 A at 250 V AC 8 A at 28 V DC | RSB2A080M7Sresistive rated load | RSB2A080M7Sresistive rated load | 8 A at 250 V AC 8 A at 28 V DCXXXX
802 | RSB2A080M7S | Complementary | minimum switching capacity | 300 mW at 5 mA | RSB2A080M7Sminimum switching capacity | RSB2A080M7Sminimum switching capacity | 300 mW at 5 mAXXXX
803 | RSB2A080M7S | Complementary | operating rate | <= 600 cycles/hour under load <= 72000 cycles/hour no-load | RSB2A080M7Soperating rate | RSB2A080M7Soperating rate | <= 600 cycles/hour under load <= 72000 cycles/hour no-loadXXXX
804 | RSB2A080M7S | Complementary | mechanical durability | 30000000 cycles | RSB2A080M7Smechanical durability | RSB2A080M7Smechanical durability | 30000000 cyclesXXXX
805 | RSB2A080M7S | Complementary | electrical durability | 100000 cycles, 8 A at 250 V, AC-1 NO 100000 cycles, 4 A at 250 V, AC-1 NC | RSB2A080M7Selectrical durability | RSB2A080M7Selectrical durability | 100000 cycles, 8 A at 250 V, AC-1 NO 100000 cycles, 4 A at 250 V, AC-1 NCXXXX
806 | RSB2A080M7S | Complementary | operating time | 10 ms between coil de-energisation and making of the Off-delay contact 12 ms between coil energisation and making of the On-delay contact | RSB2A080M7Soperating time | RSB2A080M7Soperating time | 10 ms between coil de-energisation and making of the Off-delay contact 12 ms between coil energisation and making of the On-delay contactXXXX
807 | RSB2A080M7S | Complementary | marking | CE | RSB2A080M7Smarking | RSB2A080M7Smarking | CEXXXX
808 | RSB2A080M7S | Complementary | average coil consumption | 0.75 VA AC 60 Hz | RSB2A080M7Saverage coil consumption | RSB2A080M7Saverage coil consumption | 0.75 VA AC 60 HzXXXX
809 | RSB2A080M7S | Complementary | drop-out voltage threshold | >= 0.15 Uc AC | RSB2A080M7Sdrop-out voltage threshold | RSB2A080M7Sdrop-out voltage threshold | >= 0.15 Uc ACXXXX
810 | RSB2A080M7S | Complementary | safety reliability data | B10d = 100000 | RSB2A080M7Ssafety reliability data | RSB2A080M7Ssafety reliability data | B10d = 100000XXXX
811 | RSB2A080M7S | Complementary | protection category | RT I | RSB2A080M7Sprotection category | RSB2A080M7Sprotection category | RT IXXXX
812 | RSB2A080M7S | Complementary | operating position | Any position | RSB2A080M7Soperating position | RSB2A080M7Soperating position | Any positionXXXX
813 | RSB2A080M7S | Complementary | sale per indivisible quantity | 10 | RSB2A080M7Ssale per indivisible quantity | RSB2A080M7Ssale per indivisible quantity | 10XXXX
814 | RSB2A080M7S | Complementary | device presentation | Complete product | RSB2A080M7Sdevice presentation | RSB2A080M7Sdevice presentation | Complete productXXXX
815 | RSB2A080M7S | Environment | dielectric strength | 1000 V AC between contacts 2500 V AC between poles 5000 V AC between coil and contact | RSB2A080M7Sdielectric strength | RSB2A080M7Sdielectric strength | 1000 V AC between contacts 2500 V AC between poles 5000 V AC between coil and contactXXXX
816 | RSB2A080M7S | Environment | standards | EN/IEC 61810-1 CSA C22.2 No 14 UL 508 | RSB2A080M7Sstandards | RSB2A080M7Sstandards | EN/IEC 61810-1 CSA C22.2 No 14 UL 508XXXX
817 | RSB2A080M7S | Environment | product certifications | GOST UL CSA | RSB2A080M7Sproduct certifications | RSB2A080M7Sproduct certifications | GOST UL CSAXXXX
818 | RSB2A080M7S | Environment | ambient air temperature for storage | -40…85 °C | RSB2A080M7Sambient air temperature for storage | RSB2A080M7Sambient air temperature for storage | -40…85 °CXXXX
819 | RSB2A080M7S | Environment | vibration resistance | +/- 1 mm (f= 10…55 Hz) conforming to EN/IEC 60068-2-6 | RSB2A080M7Svibration resistance | RSB2A080M7Svibration resistance | +/- 1 mm (f= 10…55 Hz) conforming to EN/IEC 60068-2-6XXXX
820 | RSB2A080M7S | Environment | IP degree of protection | IP40 conforming to EN/IEC 60529 | RSB2A080M7SIP degree of protection | RSB2A080M7SIP degree of protection | IP40 conforming to EN/IEC 60529XXXX
821 | RSB2A080M7S | Environment | shock resistance | 10 gn (duration = 11 ms) for not operating conforming to EN/IEC 60068-2-27 5 gn (duration = 11 ms) for in operation conforming to EN/IEC 60068-2-27 | RSB2A080M7Sshock resistance | RSB2A080M7Sshock resistance | 10 gn (duration = 11 ms) for not operating conforming to EN/IEC 60068-2-27 5 gn (duration = 11 ms) for in operation conforming to EN/IEC 60068-2-27XXXX
822 | RSB2A080M7S | Environment | ambient air temperature for operation | -40…70 °C (AC) -40…85 °C (DC) | RSB2A080M7Sambient air temperature for operation | RSB2A080M7Sambient air temperature for operation | -40…70 °C (AC) -40…85 °C (DC)XXXX
823 | RSB2A080M7S | Offer Sustainability | Sustainable offer status | Green Premium product | RSB2A080M7SSustainable offer status | RSB2A080M7SSustainable offer status | Green Premium productXXXX
824 | RSB2A080M7S | Offer Sustainability | REACh free of SVHC | Yes | RSB2A080M7SREACh free of SVHC | RSB2A080M7SREACh free of SVHC | YesXXXX
825 | RSB2A080M7S | Offer Sustainability | EU RoHS Directive | Pro-active compliance (Product out of EU RoHS legal scope) EU RoHS Declaration | RSB2A080M7SEU RoHS Directive | RSB2A080M7SEU RoHS Directive | Pro-active compliance (Product out of EU RoHS legal scope) EU RoHS DeclarationXXXX
826 | RSB2A080M7S | Offer Sustainability | Toxic heavy metal free | Yes | RSB2A080M7SToxic heavy metal free | RSB2A080M7SToxic heavy metal free | YesXXXX
827 | RSB2A080M7S | Offer Sustainability | Mercury free | Yes | RSB2A080M7SMercury free | RSB2A080M7SMercury free | YesXXXX
828 | RSB2A080M7S | Offer Sustainability | RoHS exemption information | Yes | RSB2A080M7SRoHS exemption information | RSB2A080M7SRoHS exemption information | YesXXXX
829 | RSB2A080M7S | Offer Sustainability | China RoHS Regulation | China RoHS declaration | RSB2A080M7SChina RoHS Regulation | RSB2A080M7SChina RoHS Regulation | China RoHS declarationXXXX
830 | RSB2A080M7S | Offer Sustainability | Environmental Disclosure | Product Environmental Profile | RSB2A080M7SEnvironmental Disclosure | RSB2A080M7SEnvironmental Disclosure | Product Environmental ProfileXXXX
831 | RSB2A080M7S | Offer Sustainability | WEEE | The product must be disposed on European Union markets following specific waste collection and never end up in rubbish bins | RSB2A080M7SWEEE | RSB2A080M7SWEEE | The product must be disposed on European Union markets following specific waste collection and never end up in rubbish binsXXXX
832 | RSB2A080M7S | Contractual warranty | Warranty | 18 months | RSB2A080M7SWarranty | RSB2A080M7SWarranty | 18 monthsXXXX

## pivot_datasheet
| Reference | RE22R2AMR |  | RE22R2CMR |  | RHT418BE |  | RHT428B |  | RM17JC00MW |  | RM17TA00 |  | RM17TE00 |  | RMTJ60BD |  | RSB1A160M7S |  | RSB1A160NDS |  | RSB2A080M7S |  | RSB2A080P7S |  | RSB2A080RDS |  | RSB2A080U7S |  | XVDLS37 |  | XVDLS38
|  | Spec_Data | Value | Spec_Data | Value | Spec_Data | Value | Spec_Data | Value | Spec_Data | Value | Spec_Data | Value | Spec_Data | Value | Spec_Data | Value | Spec_Data | Value | Spec_Data | Value | Spec_Data | Value | Spec_Data | Value | Spec_Data | Value | Spec_Data | Value | Spec_Data | Value | Spec_Data | Value
Section | Parameters
Complementary | CAD overall depth |  |  |  |  | 108 mmXXXX | 108 mm | 108 mmXXXX | 108 mm | [20 empty] | 45 mmXXXX | 45 mm | 45 mmXXXX | 45 mm
| CAD overall height |  |  |  |  | 43 mmXXXX | 43 mm | 43 mmXXXX | 43 mm | [20 empty] | 104 mmXXXX | 104 mm | 104 mmXXXX | 104 mm
| CAD overall width |  |  |  |  | 33 mmXXXX | 33 mm | 33 mmXXXX | 33 mm | [20 empty] | 45 mmXXXX | 45 mm | 45 mmXXXX | 45 mm
| Control signal pulse width | 100 ms with load in parallel 30 msXXXX | 100 ms with load in parallel 30 ms | 100 ms with load in parallel 30 msXXXX | 100 ms with load in parallel 30 ms
| Power on delay | 100 msXXXX | 100 ms | 100 msXXXX | 100 ms
| Rated impulse withstand voltage | 5 kV for 1.2…50 µs conforming to IEC 60664-1XXXX | 5 kV for 1.2…50 µs conforming to IEC 60664-1 | 5 kV for 1.2…50 µs conforming to IEC 60664-1XXXX | 5 kV for 1.2…50 µs conforming to IEC 60664-1
| Recovery time | 120 ms on de-energisationXXXX | 120 ms on de-energisation | 120 ms on de-energisationXXXX | 120 ms on de-energisation
| Release input voltage | <= 2.4 VXXXX | <= 2.4 V | <= 2.4 VXXXX | <= 2.4 V
| [Ie] rated operational current | [16 empty] | 16 A (AC-1/DC-1) NO conforming to IEC 8 A (AC-1/DC-1) NC conforming to IECXXXX | 16 A (AC-1/DC-1) NO conforming to IEC 8 A (AC-1/DC-1) NC conforming to IEC | 16 A (AC-1/DC-1) NO conforming to IEC 8 A (AC-1/DC-1) NC conforming to IECXXXX | 16 A (AC-1/DC-1) NO conforming to IEC 8 A (AC-1/DC-1) NC conforming to IEC | 4 A (AC-1/DC-1) NC conforming to IEC 8 A (AC-1/DC-1) NO conforming to IECXXXX | 4 A (AC-1/DC-1) NC conforming to IEC 8 A (AC-1/DC-1) NO conforming to IEC | 4 A (AC-1/DC-1) NC conforming to IEC 8 A (AC-1/DC-1) NO conforming to IECXXXX | 4 A (AC-1/DC-1) NC conforming to IEC 8 A (AC-1/DC-1) NO conforming to IEC | 4 A (AC-1/DC-1) NC conforming to IEC 8 A (AC-1/DC-1) NO conforming to IECXXXX | 4 A (AC-1/DC-1) NC conforming to IEC 8 A (AC-1/DC-1) NO conforming to IEC | 4 A (AC-1/DC-1) NC conforming to IEC 8 A (AC-1/DC-1) NO conforming to IECXXXX | 4 A (AC-1/DC-1) NC conforming to IEC 8 A (AC-1/DC-1) NO conforming to IEC
| [Ue] rated operational voltage | [16 empty] | 176...264 V AC 50 Hz 187...264 V AC 60 HzXXXX | 176...264 V AC 50 Hz 187...264 V AC 60 Hz | 48...66 V DCXXXX | 48...66 V DC | 176...264 V AC 50 Hz 187...264 V AC 60 HzXXXX | 176...264 V AC 50 Hz 187...264 V AC 60 Hz | 184...276 V AC 50 Hz 195.5...276 V AC 60 HzXXXX | 184...276 V AC 50 Hz 195.5...276 V AC 60 Hz | 4.8...6.6 V DCXXXX | 4.8...6.6 V DC | 192...288 V AC 50 Hz 204...288 V AC 60 HzXXXX | 192...288 V AC 50 Hz 204...288 V AC 60 Hz
| [Ui] rated insulation voltage |  |  |  |  | 250 VXXXX | 250 V | 250 VXXXX | 250 V | 400 V conforming to IEC 60664-1XXXX | 400 V conforming to IEC 60664-1 | 400 V conforming to IEC 60664-1XXXX | 400 V conforming to IEC 60664-1 | 400 V conforming to IEC 60664-1XXXX | 400 V conforming to IEC 60664-1 | 2 kVXXXX | 2 kV | 400 V conforming to EN/IEC 60947XXXX | 400 V conforming to EN/IEC 60947 | 400 V conforming to EN/IEC 60947XXXX | 400 V conforming to EN/IEC 60947 | 400 V conforming to EN/IEC 60947XXXX | 400 V conforming to EN/IEC 60947 | 400 V conforming to EN/IEC 60947XXXX | 400 V conforming to EN/IEC 60947 | 400 V conforming to EN/IEC 60947XXXX | 400 V conforming to EN/IEC 60947 | 400 V conforming to EN/IEC 60947XXXX | 400 V conforming to EN/IEC 60947 | 250 V conforming to IEC 60947-1XXXX | 250 V conforming to IEC 60947-1 | 250 V conforming to IEC 60947-1XXXX | 250 V conforming to IEC 60947-1
| [Uimp] rated impulse withstand voltage | [16 empty] | IEC 61000-4-5 3.6 kVXXXX | IEC 61000-4-5 3.6 kV | 3.6 kV IEC 61000-4-5XXXX | 3.6 kV IEC 61000-4-5 | IEC 61000-4-5 3.6 kVXXXX | IEC 61000-4-5 3.6 kV | 3.6 kV IEC 61000-4-5XXXX | 3.6 kV IEC 61000-4-5 | IEC 61000-4-5 3.6 kVXXXX | IEC 61000-4-5 3.6 kV | 3.6 kV IEC 61000-4-5XXXX | 3.6 kV IEC 61000-4-5 | 4 kV IEC 60947-1XXXX | 4 kV IEC 60947-1 | 4 kV IEC 60947-1XXXX | 4 kV IEC 60947-1
| [Us] rated supply voltage | 24...240 V AC/DC 50/60 HzXXXX | 24...240 V AC/DC 50/60 Hz | 24...240 V AC/DC 50/60 HzXXXX | 24...240 V AC/DC 50/60 Hz |  |  |  |  | 24...240 V AC/DC 50/60 Hz +/- 10 %XXXX | 24...240 V AC/DC 50/60 Hz +/- 10 % |  |  |  |  | 24 V DC +/- 20 %, non isolatedXXXX | 24 V DC +/- 20 %, non isolated
| abnormal analogue output current | [14 empty] | -30…0 mA when no input or input wire brokenXXXX | -30…0 mA when no input or input wire broken
| abnormal analogue output voltage | [14 empty] | -15...-11 V when no input or input wire broken 11...15 V when no input or input wire brokenXXXX | -15...-11 V when no input or input wire broken 11...15 V when no input or input wire broken
| adjustment of asymmetry threshold | [10 empty] | 5...15 % of Un selectedXXXX | 5...15 % of Un selected | 5...15 % of Un selectedXXXX | 5...15 % of Un selected
| average coil consumption |  |  |  |  | 2.5 W at 20 °CXXXX | 2.5 W at 20 °C | 2.5 W at 20 °CXXXX | 2.5 W at 20 °C | [8 empty] | 0.75 VA AC 60 HzXXXX | 0.75 VA AC 60 Hz | 0.45 W DCXXXX | 0.45 W DC | 0.75 VA AC 60 HzXXXX | 0.75 VA AC 60 Hz | 0.75 VA AC 60 HzXXXX | 0.75 VA AC 60 Hz | 0.45 W DCXXXX | 0.45 W DC | 0.75 VA AC 60 HzXXXX | 0.75 VA AC 60 Hz
| average coil consumption in VA |  |  |  |  | 2.9 at 20 °CXXXX | 2.9 at 20 °C | 2.9 at 20 °CXXXX | 2.9 at 20 °C
| average coil resistance | [16 empty] | 35500 Ohm network: AC at 20 °C +/- 15 %XXXX | 35500 Ohm network: AC at 20 °C +/- 15 % | 7500 Ohm network: DC at 20 °C +/- 10 %XXXX | 7500 Ohm network: DC at 20 °C +/- 10 % | 35500 Ohm network: AC at 20 °C +/- 15 %XXXX | 35500 Ohm network: AC at 20 °C +/- 15 % | 38500 Ohm network: AC at 20 °C +/- 15 %XXXX | 38500 Ohm network: AC at 20 °C +/- 15 % | 90 Ohm network: DC at 20 °C +/- 10 %XXXX | 90 Ohm network: DC at 20 °C +/- 10 % | 42500 Ohm network: AC at 20 °C +/- 15 %XXXX | 42500 Ohm network: AC at 20 °C +/- 15 %
| average resistance |  |  |  |  | 30 mOhm at 20 °CXXXX | 30 mOhm at 20 °C | 30 mOhm at 20 °CXXXX | 30 mOhm at 20 °C
| cable entry | [28 empty] | 1 entry tapped for Pg 7XXXX | 1 entry tapped for Pg 7 | 1 entry tapped for Pg 7XXXX | 1 entry tapped for Pg 7
| clamping connection capacity | [14 empty] | 2 x 1.5 mm² 1 x 2.5 mm²XXXX | 2 x 1.5 mm² 1 x 2.5 mm²
| cold junction compensation | [14 empty] | Built-in, measurement: between 0 and 60 °CXXXX | Built-in, measurement: between 0 and 60 °C
| connections - terminals | Screw terminals, 1 x 0.5...1 x 3.3 mm² (AWG 20...AWG 12) solid without cable end Screw terminals, 2 x 0.5...2 x 2.5 mm² (AWG 20...AWG 14) solid without cable end Screw terminals, 1 x 0.2...1 x 2.5 mm² (AWG 24...AWG 14) flexible with cable end Screw terminals, 2 x 0.2...2 x 1.5 mm² (AWG 24...AWG 16) flexible with cable endXXXX | Screw terminals, 1 x 0.5...1 x 3.3 mm² (AWG 20...AWG 12) solid without cable end Screw terminals, 2 x 0.5...2 x 2.5 mm² (AWG 20...AWG 14) solid without cable end Screw terminals, 1 x 0.2...1 x 2.5 mm² (AWG 24...AWG 14) flexible with cable end Screw terminals, 2 x 0.2...2 x 1.5 mm² (AWG 24...AWG 16) flexible with cable end | Screw terminals, 1 x 0.5...1 x 3.3 mm² (AWG 20...AWG 12) solid without cable end Screw terminals, 2 x 0.5...2 x 2.5 mm² (AWG 20...AWG 14) solid without cable end Screw terminals, 1 x 0.2...1 x 2.5 mm² (AWG 24...AWG 14) flexible with cable end Screw terminals, 2 x 0.2...2 x 1.5 mm² (AWG 24...AWG 16) flexible with cable endXXXX | Screw terminals, 1 x 0.5...1 x 3.3 mm² (AWG 20...AWG 12) solid without cable end Screw terminals, 2 x 0.5...2 x 2.5 mm² (AWG 20...AWG 14) solid without cable end Screw terminals, 1 x 0.2...1 x 2.5 mm² (AWG 24...AWG 14) flexible with cable end Screw terminals, 2 x 0.2...2 x 1.5 mm² (AWG 24...AWG 16) flexible with cable end |  |  |  |  | Screw terminals, 1 x 0.5...1 x 4 mm² (AWG 20...AWG 11) solid without cable end Screw terminals, 2 x 0.5...2 x 2.5 mm² (AWG 20...AWG 14) solid without cable end Screw terminals, 1 x 0.2...1 x 2.5 mm² (AWG 24...AWG 12) flexible with cable end Screw terminals, 2 x 0.2...2 x 1.5 mm² (AWG 24...AWG 16) flexible with cable endXXXX | Screw terminals, 1 x 0.5...1 x 4 mm² (AWG 20...AWG 11) solid without cable end Screw terminals, 2 x 0.5...2 x 2.5 mm² (AWG 20...AWG 14) solid without cable end Screw terminals, 1 x 0.2...1 x 2.5 mm² (AWG 24...AWG 12) flexible with cable end Screw terminals, 2 x 0.2...2 x 1.5 mm² (AWG 24...AWG 16) flexible with cable end | Screw terminals, 1 x 0.5...1 x 4 mm² (AWG 20...AWG 11) solid without cable end Screw terminals, 2 x 0.5...2 x 2.5 mm² (AWG 20...AWG 14) solid without cable end Screw terminals, 1 x 0.2...1 x 2.5 mm² (AWG 24...AWG 12) flexible with cable end Screw terminals, 2 x 0.2...2 x 1.5 mm² (AWG 24...AWG 16) flexible with cable endXXXX | Screw terminals, 1 x 0.5...1 x 4 mm² (AWG 20...AWG 11) solid without cable end Screw terminals, 2 x 0.5...2 x 2.5 mm² (AWG 20...AWG 14) solid without cable end Screw terminals, 1 x 0.2...1 x 2.5 mm² (AWG 24...AWG 12) flexible with cable end Screw terminals, 2 x 0.2...2 x 1.5 mm² (AWG 24...AWG 16) flexible with cable end | Screw terminals, 1 x 0.5...1 x 4 mm² (AWG 20...AWG 11) solid without cable end Screw terminals, 2 x 0.5...2 x 2.5 mm² (AWG 20...AWG 14) solid without cable end Screw terminals, 1 x 0.2...1 x 2.5 mm² (AWG 24...AWG 12) flexible with cable end Screw terminals, 2 x 0.2...2 x 1.5 mm² (AWG 24...AWG 16) flexible with cable endXXXX | Screw terminals, 1 x 0.5...1 x 4 mm² (AWG 20...AWG 11) solid without cable end Screw terminals, 2 x 0.5...2 x 2.5 mm² (AWG 20...AWG 14) solid without cable end Screw terminals, 1 x 0.2...1 x 2.5 mm² (AWG 24...AWG 12) flexible with cable end Screw terminals, 2 x 0.2...2 x 1.5 mm² (AWG 24...AWG 16) flexible with cable end | [14 empty] | Screw clamp terminals, <= 1 x 1.5 mm² with cable endXXXX | Screw clamp terminals, <= 1 x 1.5 mm² with cable end | Screw clamp terminals, <= 1 x 1.5 mm² with cable endXXXX | Screw clamp terminals, <= 1 x 1.5 mm² with cable end
| contact bounce time |  |  |  |  | <= 10 msXXXX | <= 10 ms | <= 10 msXXXX | <= 10 ms
| contacts material | [8 empty] | Cadmium freeXXXX | Cadmium free | [6 empty] | Silver alloy (Ag/Ni)XXXX | Silver alloy (Ag/Ni) | Silver alloy (Ag/Ni)XXXX | Silver alloy (Ag/Ni) | Silver alloy (Ag/Ni)XXXX | Silver alloy (Ag/Ni) | Silver alloy (Ag/Ni)XXXX | Silver alloy (Ag/Ni) | Silver alloy (Ag/Ni)XXXX | Silver alloy (Ag/Ni) | Silver alloy (Ag/Ni)XXXX | Silver alloy (Ag/Ni)
| contacts type and composition | 1 C/O timed contact, cadmium free 1 C/O timed or instantaneous contact, cadmium freeXXXX | 1 C/O timed contact, cadmium free 1 C/O timed or instantaneous contact, cadmium free | 1 C/O timed or instantaneous contact, cadmium free 2 C/O timed contact, cadmium freeXXXX | 1 C/O timed or instantaneous contact, cadmium free 2 C/O timed contact, cadmium free
| control circuit frequency | [8 empty] | 40...70 Hz sinusoidalXXXX | 40...70 Hz sinusoidal | 50...60 Hz +/- 10 %XXXX | 50...60 Hz +/- 10 % | 50...60 Hz +/- 10 %XXXX | 50...60 Hz +/- 10 %
| control circuit voltage limits |  |  |  |  | 0.8...1.1 Uc conforming to IEC 60255XXXX | 0.8...1.1 Uc conforming to IEC 60255 | 0.8...1.1 Uc conforming to IEC 60255XXXX | 0.8...1.1 Uc conforming to IEC 60255 |  |  | - 12 % + 10 % UnXXXX | - 12 % + 10 % Un | - 12 % + 10 % UnXXXX | - 12 % + 10 % Un
| control type | Rotary knob Diagnostic button Potentiometer externalXXXX | Rotary knob Diagnostic button Potentiometer external | Rotary knob Diagnostic buttonXXXX | Rotary knob Diagnostic button
| creepage distance | 4 kV/3 conforming to IEC 60664-1XXXX | 4 kV/3 conforming to IEC 60664-1 | 4 kV/3 conforming to IEC 60664-1XXXX | 4 kV/3 conforming to IEC 60664-1
| current consumption | [14 empty] | <= 40 mA for voltage output <= 60 mA for current outputXXXX | <= 40 mA for voltage output <= 60 mA for current output
| delay at power up | [8 empty] | 0.5 sXXXX | 0.5 s | 650 msXXXX | 650 ms | 650 msXXXX | 650 ms
| device presentation | [16 empty] | Complete productXXXX | Complete product | Complete productXXXX | Complete product | Complete productXXXX | Complete product | Complete productXXXX | Complete product | Complete productXXXX | Complete product | Complete productXXXX | Complete product
| drop-out voltage threshold | [16 empty] | >= 0.15 Uc ACXXXX | >= 0.15 Uc AC | >= 0.1 Uc DCXXXX | >= 0.1 Uc DC | >= 0.15 Uc ACXXXX | >= 0.15 Uc AC | >= 0.15 Uc ACXXXX | >= 0.15 Uc AC | >= 0.1 Uc DCXXXX | >= 0.1 Uc DC | >= 0.15 Uc ACXXXX | >= 0.15 Uc AC
| electrical durability | 100000 cycles, 8 A at 250 V, AC-1 100000 cycles, 2 A at 24 V, DC-1XXXX | 100000 cycles, 8 A at 250 V, AC-1 100000 cycles, 2 A at 24 V, DC-1 | 100000 cycles, 8 A at 250 V, AC-1 100000 cycles, 2 A at 24 V, DC-1XXXX | 100000 cycles, 8 A at 250 V, AC-1 100000 cycles, 2 A at 24 V, DC-1 |  |  |  |  | 100000 cyclesXXXX | 100000 cycles | 100000 cyclesXXXX | 100000 cycles | 100000 cyclesXXXX | 100000 cycles |  |  | 100000 cycles, 16 A at 250 V, AC-1 NO 100000 cycles, 8 A at 250 V, AC-1 NCXXXX | 100000 cycles, 16 A at 250 V, AC-1 NO 100000 cycles, 8 A at 250 V, AC-1 NC | 100000 cycles, 16 A at 250 V, AC-1 NO 100000 cycles, 8 A at 250 V, AC-1 NCXXXX | 100000 cycles, 16 A at 250 V, AC-1 NO 100000 cycles, 8 A at 250 V, AC-1 NC | 100000 cycles, 8 A at 250 V, AC-1 NO 100000 cycles, 4 A at 250 V, AC-1 NCXXXX | 100000 cycles, 8 A at 250 V, AC-1 NO 100000 cycles, 4 A at 250 V, AC-1 NC | 100000 cycles, 8 A at 250 V, AC-1 NO 100000 cycles, 4 A at 250 V, AC-1 NCXXXX | 100000 cycles, 8 A at 250 V, AC-1 NO 100000 cycles, 4 A at 250 V, AC-1 NC | 100000 cycles, 8 A at 250 V, AC-1 NO 100000 cycles, 4 A at 250 V, AC-1 NCXXXX | 100000 cycles, 8 A at 250 V, AC-1 NO 100000 cycles, 4 A at 250 V, AC-1 NC | 100000 cycles, 8 A at 250 V, AC-1 NO 100000 cycles, 4 A at 250 V, AC-1 NCXXXX | 100000 cycles, 8 A at 250 V, AC-1 NO 100000 cycles, 4 A at 250 V, AC-1 NC
| fixing mode | [14 empty] | By screws (mounting plate) Clip-on (35 mm symmetrical DIN rail)XXXX | By screws (mounting plate) Clip-on (35 mm symmetrical DIN rail)
| housing material | Self-extinguishingXXXX | Self-extinguishing | Self-extinguishingXXXX | Self-extinguishing |  |  |  |  | Self-extinguishing plasticXXXX | Self-extinguishing plastic | Self-extinguishing plasticXXXX | Self-extinguishing plastic | Self-extinguishing plasticXXXX | Self-extinguishing plastic
| hysteresis | [8 empty] | 15 % fixed of threshold settingXXXX | 15 % fixed of threshold setting | 2 %XXXX | 2 % | 2 %XXXX | 2 %
| immunity to microbreaks | 10 msXXXX | 10 ms | 10 msXXXX | 10 ms
| input current | [8 empty] | 100000 mA permanent at 25 °C 300000 mA non repetitive < 3 s at 25 °CXXXX | 100000 mA permanent at 25 °C 300000 mA non repetitive < 3 s at 25 °C
| insulation | [8 empty] | Between supply and measurementXXXX | Between supply and measurement
| insulation resistance | 100 MOhm at 500 V DC conforming to IEC 60664-1XXXX | 100 MOhm at 500 V DC conforming to IEC 60664-1 | 100 MOhm at 500 V DC conforming to IEC 60664-1XXXX | 100 MOhm at 500 V DC conforming to IEC 60664-1 |  |  |  |  | > 500 MOhm at 500 V DC conforming to IEC 60255-5 > 500 MOhm at 500 V DC conforming to IEC 60664-1XXXX | > 500 MOhm at 500 V DC conforming to IEC 60255-5 > 500 MOhm at 500 V DC conforming to IEC 60664-1 | > 500 MOhm at 500 V DC conforming to IEC 60255-5 > 500 MOhm at 500 V DC conforming to IEC 60664-1XXXX | > 500 MOhm at 500 V DC conforming to IEC 60255-5 > 500 MOhm at 500 V DC conforming to IEC 60664-1 | > 500 MOhm at 500 V DC conforming to IEC 60255-5 > 500 MOhm at 500 V DC conforming to IEC 60664-1XXXX | > 500 MOhm at 500 V DC conforming to IEC 60255-5 > 500 MOhm at 500 V DC conforming to IEC 60664-1
| local signalling | [8 empty] | LED (green) for power ON LED (yellow) for relay ONXXXX | LED (green) for power ON LED (yellow) for relay ON | LED (green) for power ON LED (yellow) for relay ONXXXX | LED (green) for power ON LED (yellow) for relay ON | LED (green) for power ON LED (yellow) for relay ONXXXX | LED (green) for power ON LED (yellow) for relay ON | LED (green)power ON:XXXX | LED (green)power ON:
| marking | [8 empty] | CE : 73/23/EEC CE : EMC 89/336/EECXXXX | CE : 73/23/EEC CE : EMC 89/336/EEC | CEXXXX | CE | CEXXXX | CE | CEXXXX | CE | CEXXXX | CE | CEXXXX | CE | CEXXXX | CE | CEXXXX | CE | CEXXXX | CE | CEXXXX | CE
| maximum measuring cycle | [8 empty] | 30 ms measurement cycle as true rms valueXXXX | 30 ms measurement cycle as true rms value | 150 ms measurement cycle as true rms valueXXXX | 150 ms measurement cycle as true rms value | 150 ms measurement cycle as true rms valueXXXX | 150 ms measurement cycle as true rms value
| maximum power consumption in W | [8 empty] | 1 WXXXX | 1 W
| maximum switching capacity | [16 empty] | 4000 VA AC 448 W DCXXXX | 4000 VA AC 448 W DC | 4000 VA AC 448 W DCXXXX | 4000 VA AC 448 W DC | 2000 VA AC 224 W DCXXXX | 2000 VA AC 224 W DC | 2000 VA AC 224 W DCXXXX | 2000 VA AC 224 W DC | 2000 VA AC 224 W DCXXXX | 2000 VA AC 224 W DC | 2000 VA AC 224 W DCXXXX | 2000 VA AC 224 W DC
| maximum switching current | 8 AXXXX | 8 A | 8 AXXXX | 8 A | [6 empty] | 5 A AC 5 A DCXXXX | 5 A AC 5 A DC | 5 A AC 5 A DCXXXX | 5 A AC 5 A DC
| maximum switching voltage | 250 V ACXXXX | 250 V AC | 250 V ACXXXX | 250 V AC |  |  |  |  | 250 V AC/DCXXXX | 250 V AC/DC | 250 V AC 250 V DCXXXX | 250 V AC 250 V DC | 250 V AC 250 V DCXXXX | 250 V AC 250 V DC |  |  | 300 V DC 400 V ACXXXX | 300 V DC 400 V AC | 300 V DC 400 V ACXXXX | 300 V DC 400 V AC | 300 V DC 400 V ACXXXX | 300 V DC 400 V AC | 300 V DC 400 V ACXXXX | 300 V DC 400 V AC | 300 V DC 400 V ACXXXX | 300 V DC 400 V AC | 300 V DC 400 V ACXXXX | 300 V DC 400 V AC
| maximum voltage drop |  |  |  |  | <100 V for 3 A at 24 VXXXX | <100 V for 3 A at 24 V | <100 V for 3 A at 24 VXXXX | <100 V for 3 A at 24 V
| measurement accuracy | [8 empty] | +/- 10 % of the full scale valueXXXX | +/- 10 % of the full scale value
| measurement error | [8 empty] | +/- 0.05 %/°C with temperature variation < 1 % over the whole range with voltage variationXXXX | +/- 0.05 %/°C with temperature variation < 1 % over the whole range with voltage variation | < 0.05 %/°C with temperature variation < 1 % over the whole range with voltage variationXXXX | < 0.05 %/°C with temperature variation < 1 % over the whole range with voltage variation | < 0.05 %/°C with temperature variation < 1 % over the whole range with voltage variationXXXX | < 0.05 %/°C with temperature variation < 1 % over the whole range with voltage variation | +/- 10 % of full scale at 20 °C (electromagnetic interference of 10 V/m) +/- 1 % of full scale at 20 °CXXXX | +/- 10 % of full scale at 20 °C (electromagnetic interference of 10 V/m) +/- 1 % of full scale at 20 °C
| measurement voltage limits | [10 empty] | 183…528 V ACXXXX | 183…528 V AC | 183…528 V ACXXXX | 183…528 V AC
| mechanical durability | 10000000 cyclesXXXX | 10000000 cycles | 10000000 cyclesXXXX | 10000000 cycles | 20000000 cyclesXXXX | 20000000 cycles | 20000000 cyclesXXXX | 20000000 cycles | 30000000 cyclesXXXX | 30000000 cycles | 30000000 cyclesXXXX | 30000000 cycles | 30000000 cyclesXXXX | 30000000 cycles |  |  | 30000000 cyclesXXXX | 30000000 cycles | 30000000 cyclesXXXX | 30000000 cycles | 30000000 cyclesXXXX | 30000000 cycles | 30000000 cyclesXXXX | 30000000 cycles | 30000000 cyclesXXXX | 30000000 cycles | 30000000 cyclesXXXX | 30000000 cycles
| minimum switching capacity |  |  |  |  | 150 mVA at 10 mA, 1 VXXXX | 150 mVA at 10 mA, 1 V | 50 mVA at 1 mA, 1 VXXXX | 50 mVA at 1 mA, 1 V | [8 empty] | 300 mW at 5 mAXXXX | 300 mW at 5 mA | 300 mW at 5 mAXXXX | 300 mW at 5 mA | 300 mW at 5 mAXXXX | 300 mW at 5 mA | 300 mW at 5 mAXXXX | 300 mW at 5 mA | 300 mW at 5 mAXXXX | 300 mW at 5 mA | 300 mW at 5 mAXXXX | 300 mW at 5 mA
| minimum switching current | 10 mA at 5 V DCXXXX | 10 mA at 5 V DC | 10 mA at 5 V DCXXXX | 10 mA at 5 V DC | [6 empty] | 10 mA at 5 V DCXXXX | 10 mA at 5 V DC | 10 mA at 5 V DCXXXX | 10 mA at 5 V DC |  |  | 5 mAXXXX | 5 mA | 5 mAXXXX | 5 mA | 5 mAXXXX | 5 mA | 5 mAXXXX | 5 mA | 5 mAXXXX | 5 mA | 5 mAXXXX | 5 mA
| minimum switching voltage | [16 empty] | 5 VXXXX | 5 V | 5 VXXXX | 5 V | 5 VXXXX | 5 V | 5 VXXXX | 5 V | 5 VXXXX | 5 V | 5 VXXXX | 5 V
| mounting position | Any positionXXXX | Any position | Any positionXXXX | Any position
| mounting support | 35 mm DIN rail conforming to EN/IEC 60715XXXX | 35 mm DIN rail conforming to EN/IEC 60715 | 35 mm DIN rail conforming to EN/IEC 60715XXXX | 35 mm DIN rail conforming to EN/IEC 60715 |  |  |  |  | 35 mm symmetrical DIN rail conforming to EN/IEC 60715XXXX | 35 mm symmetrical DIN rail conforming to EN/IEC 60715 | 35 mm symmetrical DIN rail conforming to EN/IEC 60715XXXX | 35 mm symmetrical DIN rail conforming to EN/IEC 60715 | 35 mm symmetrical DIN rail conforming to EN/IEC 60715XXXX | 35 mm symmetrical DIN rail conforming to EN/IEC 60715
| net weight | 0.105 kgXXXX | 0.105 kg | 0.105 kgXXXX | 0.105 kg | 0.13 kgXXXX | 0.13 kg | 0.13 kgXXXX | 0.13 kg | 0.13 kgXXXX | 0.13 kg | 0.13 kgXXXX | 0.13 kg | 0.13 kgXXXX | 0.13 kg | 0.12 kgXXXX | 0.12 kg | [12 empty] | 0.08 kgXXXX | 0.08 kg | 0.08 kgXXXX | 0.08 kg
| nominal output current | [8 empty] | 5 AXXXX | 5 A | 5 AXXXX | 5 A | 5 AXXXX | 5 A
| operating position |  |  |  |  | Any positionXXXX | Any position | Any positionXXXX | Any position | Any position without deratingXXXX | Any position without derating | Any position without deratingXXXX | Any position without derating | Any position without deratingXXXX | Any position without derating |  |  | Any positionXXXX | Any position | Any positionXXXX | Any position | Any positionXXXX | Any position | Any positionXXXX | Any position | Any positionXXXX | Any position | Any positionXXXX | Any position
| operating rate | [8 empty] | <= 360 operations/hour full loadXXXX | <= 360 operations/hour full load | <= 360 operations/hour full loadXXXX | <= 360 operations/hour full load | <= 360 operations/hour full loadXXXX | <= 360 operations/hour full load |  |  | <= 600 cycles/hour under load <= 72000 cycles/hour no-loadXXXX | <= 600 cycles/hour under load <= 72000 cycles/hour no-load | <= 600 cycles/hour under load <= 72000 cycles/hour no-loadXXXX | <= 600 cycles/hour under load <= 72000 cycles/hour no-load | <= 600 cycles/hour under load <= 72000 cycles/hour no-loadXXXX | <= 600 cycles/hour under load <= 72000 cycles/hour no-load | <= 600 cycles/hour under load <= 72000 cycles/hour no-loadXXXX | <= 600 cycles/hour under load <= 72000 cycles/hour no-load | <= 600 cycles/hour under load <= 72000 cycles/hour no-loadXXXX | <= 600 cycles/hour under load <= 72000 cycles/hour no-load | <= 600 cycles/hour under load <= 72000 cycles/hour no-loadXXXX | <= 600 cycles/hour under load <= 72000 cycles/hour no-load
| operating time | [16 empty] | 10 ms between coil de-energisation and making of the Off-delay contact 12 ms between coil energisation and making of the On-delay contactXXXX | 10 ms between coil de-energisation and making of the Off-delay contact 12 ms between coil energisation and making of the On-delay contact | 4 ms between coil de-energisation and making of the Off-delay contact 9 ms between coil energisation and making of the On-delay contactXXXX | 4 ms between coil de-energisation and making of the Off-delay contact 9 ms between coil energisation and making of the On-delay contact | 10 ms between coil de-energisation and making of the Off-delay contact 12 ms between coil energisation and making of the On-delay contactXXXX | 10 ms between coil de-energisation and making of the Off-delay contact 12 ms between coil energisation and making of the On-delay contact | 10 ms between coil de-energisation and making of the Off-delay contact 12 ms between coil energisation and making of the On-delay contactXXXX | 10 ms between coil de-energisation and making of the Off-delay contact 12 ms between coil energisation and making of the On-delay contact | 4 ms between coil de-energisation and making of the Off-delay contact 9 ms between coil energisation and making of the On-delay contactXXXX | 4 ms between coil de-energisation and making of the Off-delay contact 9 ms between coil energisation and making of the On-delay contact | 10 ms between coil de-energisation and making of the Off-delay contact 12 ms between coil energisation and making of the On-delay contactXXXX | 10 ms between coil de-energisation and making of the Off-delay contact 12 ms between coil energisation and making of the On-delay contact
| operating voltage tolerance | [8 empty] | - 15 % + 10 % UnXXXX | - 15 % + 10 % Un
| output contacts | [8 empty] | 1 C/OXXXX | 1 C/O | 1 C/OXXXX | 1 C/O | 1 C/OXXXX | 1 C/O
| overvoltage category | III conforming to IEC 60664-1XXXX | III conforming to IEC 60664-1 | III conforming to IEC 60664-1XXXX | III conforming to IEC 60664-1 |  |  |  |  | III conforming to IEC 60664-1XXXX | III conforming to IEC 60664-1 | III conforming to IEC 60664-1XXXX | III conforming to IEC 60664-1 | III conforming to IEC 60664-1XXXX | III conforming to IEC 60664-1
| phase failure sensitivity | [10 empty] | 0.7 UnXXXX | 0.7 Un | 0.7 UnXXXX | 0.7 Un
| polarity | [8 empty] | Yes DCXXXX | Yes DC
| power consumption in VA | 3 VA at 240 V ACXXXX | 3 VA at 240 V AC | 3 VA at 240 V ACXXXX | 3 VA at 240 V AC | [6 empty] | 0…22 VA at 400 V AC 50 HzXXXX | 0…22 VA at 400 V AC 50 Hz | 0…22 VA at 400 V AC 50 HzXXXX | 0…22 VA at 400 V AC 50 Hz
| power consumption in W | 1.5 W at 240 V DCXXXX | 1.5 W at 240 V DC | 1.5 W at 240 V DCXXXX | 1.5 W at 240 V DC
| protection category | [16 empty] | RT IXXXX | RT I | RT IXXXX | RT I | RT IXXXX | RT I | RT IXXXX | RT I | RT IXXXX | RT I | RT IXXXX | RT I
| protection type | [14 empty] | Overvoltage protection on output (+/- 30 V) Reverse polarity protection on output Short-circuit protection on outputXXXX | Overvoltage protection on output (+/- 30 V) Reverse polarity protection on output Short-circuit protection on output
| repeat accuracy | +/- 0.5 % conforming to IEC 61812-1XXXX | +/- 0.5 % conforming to IEC 61812-1 | +/- 0.5 % conforming to IEC 61812-1XXXX | +/- 0.5 % conforming to IEC 61812-1 | +/- 1 %XXXX | +/- 1 % | +/- 1 %XXXX | +/- 1 % | +/- 0.5 % for input and measurement circuitXXXX | +/- 0.5 % for input and measurement circuit | 0.5 % for input and measurement circuit 3 % for time delayXXXX | 0.5 % for input and measurement circuit 3 % for time delay | 0.5 % for input and measurement circuit 3 % for time delayXXXX | 0.5 % for input and measurement circuit 3 % for time delay | +/- 0.25 % full scale at 20 °C +/- 0.8 % full scale at 60 °CXXXX | +/- 0.25 % full scale at 20 °C +/- 0.8 % full scale at 60 °C
| reset time |  |  |  |  | 100 msXXXX | 100 ms | 100 msXXXX | 100 ms |  |  | 1500 ms time delayXXXX | 1500 ms time delay | 1500 ms time delayXXXX | 1500 ms time delay
| resistive rated load | [16 empty] | 16 A at 250 V AC 16 A at 28 V DCXXXX | 16 A at 250 V AC 16 A at 28 V DC | 16 A at 250 V AC 16 A at 28 V DCXXXX | 16 A at 250 V AC 16 A at 28 V DC | 8 A at 250 V AC 8 A at 28 V DCXXXX | 8 A at 250 V AC 8 A at 28 V DC | 8 A at 250 V AC 8 A at 28 V DCXXXX | 8 A at 250 V AC 8 A at 28 V DC | 8 A at 250 V AC 8 A at 28 V DCXXXX | 8 A at 250 V AC 8 A at 28 V DC | 8 A at 250 V AC 8 A at 28 V DCXXXX | 8 A at 250 V AC 8 A at 28 V DC
| response time | [8 empty] | < 200 ms (in the event of a fault)XXXX | < 200 ms (in the event of a fault) | < 200 ms (in the event of a fault)XXXX | < 200 ms (in the event of a fault) | < 200 ms (in the event of a fault)XXXX | < 200 ms (in the event of a fault)
| safety reliability data | B10d = 200000 MTTFd = 216.8 yearsXXXX | B10d = 200000 MTTFd = 216.8 years | MTTFd = 251.1 years B10d = 230000XXXX | MTTFd = 251.1 years B10d = 230000 | [6 empty] | MTTFd = 502.2 years B10d = 470000XXXX | MTTFd = 502.2 years B10d = 470000 | MTTFd = 502.2 years B10d = 470000XXXX | MTTFd = 502.2 years B10d = 470000 | B10d = 45447 MTTFd = 49.2 yearsXXXX | B10d = 45447 MTTFd = 49.2 years | B10d = 100000XXXX | B10d = 100000 | B10d = 100000XXXX | B10d = 100000 | B10d = 100000XXXX | B10d = 100000 | B10d = 100000XXXX | B10d = 100000 | B10d = 100000XXXX | B10d = 100000 | B10d = 100000XXXX | B10d = 100000
| sale per indivisible quantity | [16 empty] | 10XXXX | 10 | 10XXXX | 10 | 10XXXX | 10 | 10XXXX | 10 | 10XXXX | 10 | 10XXXX | 10
| setting accuracy of time delay | +/- 10 % of full scale at 25 °C conforming to IEC 61812-1XXXX | +/- 10 % of full scale at 25 °C conforming to IEC 61812-1 | +/- 10 % of full scale at 25 °C conforming to IEC 61812-1XXXX | +/- 10 % of full scale at 25 °C conforming to IEC 61812-1 | +/- 15 % of full scaleXXXX | +/- 15 % of full scale | +/- 15 % of full scaleXXXX | +/- 15 % of full scale
| shape of pin | [16 empty] | FlatXXXX | Flat | FlatXXXX | Flat | FlatXXXX | Flat | FlatXXXX | Flat | FlatXXXX | Flat | FlatXXXX | Flat
| status LED | LED backlight green (steady) for dial pointer indication LED yellow (steady) for output relay energised LED yellow (fast flashing) for timing in progress and output relay de-energised LED yellow (slow flashing) for timing in progress and output relay energisedXXXX | LED backlight green (steady) for dial pointer indication LED yellow (steady) for output relay energised LED yellow (fast flashing) for timing in progress and output relay de-energised LED yellow (slow flashing) for timing in progress and output relay energised | LED backlight green (steady) for dial pointer indication LED yellow (steady) for output relay energised LED yellow (fast flashing) for timing in progress and output relay de-energised LED yellow (slow flashing) for timing in progress and output relay energisedXXXX | LED backlight green (steady) for dial pointer indication LED yellow (steady) for output relay energised LED yellow (fast flashing) for timing in progress and output relay de-energised LED yellow (slow flashing) for timing in progress and output relay energised
| supply frequency | 50...60 Hz +/- 5 %XXXX | 50...60 Hz +/- 5 % | 50...60 Hz +/- 5 %XXXX | 50...60 Hz +/- 5 % | [6 empty] | 50/60 Hz +/- 10 %XXXX | 50/60 Hz +/- 10 % | 50/60 Hz +/- 10 %XXXX | 50/60 Hz +/- 10 %
| supply voltage limits | [8 empty] | 20.4…264 V AC/DCXXXX | 20.4…264 V AC/DC | 183…528 V ACXXXX | 183…528 V AC | 183…528 V ACXXXX | 183…528 V AC
| surge withstand | [14 empty] | 0.5 kV during 1.2/50 µs conforming to IEC 61000-4-5XXXX | 0.5 kV during 1.2/50 µs conforming to IEC 61000-4-5
| switching capacity in VA | 2000 VAXXXX | 2000 VA | 2000 VAXXXX | 2000 VA
| switching time |  |  |  |  | 1...3 ms AC for energisation/de-energisation 0.5...6 ms AC for de-energisation/energisation 1...4 ms DC for energisation/de-energisation 1.2...4 ms DC for de-energisation/energisationXXXX | 1...3 ms AC for energisation/de-energisation 0.5...6 ms AC for de-energisation/energisation 1...4 ms DC for energisation/de-energisation 1.2...4 ms DC for de-energisation/energisation | 1...3 ms AC for energisation/de-energisation 0.5...6 ms AC for de-energisation/energisation 1...4 ms DC for energisation/de-energisation 1.2...4 ms DC for de-energisation/energisationXXXX | 1...3 ms AC for energisation/de-energisation 0.5...6 ms AC for de-energisation/energisation 1...4 ms DC for energisation/de-energisation 1.2...4 ms DC for de-energisation/energisation
| temperature coefficient | [14 empty] | 200 ppm/°CXXXX | 200 ppm/°C
| temperature drift | +/- 0.05 %/°CXXXX | +/- 0.05 %/°C | +/- 0.05 %/°CXXXX | +/- 0.05 %/°C
| terminals description ISO n°1 |  |  |  |  | (31-32-34)OC (41-42-44)OC (11-12-14)OC (21-22-24)OC (A1-A2)COXXXX | (31-32-34)OC (41-42-44)OC (11-12-14)OC (21-22-24)OC (A1-A2)CO | (A1-A2)CO (41-42-44)OC (21-22-24)OC (31-32-34)OC (11-12-14)OCXXXX | (A1-A2)CO (41-42-44)OC (21-22-24)OC (31-32-34)OC (11-12-14)OC | [20 empty] | (GND)GROUND (COM-1)PWXXXX | (GND)GROUND (COM-1)PW | (COM-1)PW (GND)GROUNDXXXX | (COM-1)PW (GND)GROUND
| threshold adjustment voltage | [10 empty] | +2...+17 % in the range 480 V AC 2...20 % of Un selected -2...-17 % in the range 220 V AC -2...-12 % in the range 208 V ACXXXX | +2...+17 % in the range 480 V AC 2...20 % of Un selected -2...-17 % in the range 220 V AC -2...-12 % in the range 208 V AC | -2...-17 % in the range 220 V AC +2...+17 % in the range 480 V AC -2...-12 % in the range 208 V AC 2...20 % of Un selectedXXXX | -2...-17 % in the range 220 V AC +2...+17 % in the range 480 V AC -2...-12 % in the range 208 V AC 2...20 % of Un selected
| threshold setting | [8 empty] | 10...100 %XXXX | 10...100 %
| tightening torque | 0.6…1 N.m conforming to IEC 60947-1XXXX | 0.6…1 N.m conforming to IEC 60947-1 | 0.6…1 N.m conforming to IEC 60947-1XXXX | 0.6…1 N.m conforming to IEC 60947-1 |  |  |  |  | 0.6…1 N.m conforming to IEC 60947-1XXXX | 0.6…1 N.m conforming to IEC 60947-1 | 0.6…1 N.m conforming to IEC 60947-1XXXX | 0.6…1 N.m conforming to IEC 60947-1 | 0.6…1 N.m conforming to IEC 60947-1XXXX | 0.6…1 N.m conforming to IEC 60947-1 | 0.6…1.1 N.mXXXX | 0.6…1.1 N.m
| time delay range | 0.05...1 s 0.3...3 s 3...30 h 30...300 min 10...100 s 30...300 s 3...30 s 30...300 h 1...10 s 3...30 minXXXX | 0.05...1 s 0.3...3 s 3...30 h 30...300 min 10...100 s 30...300 s 3...30 s 30...300 h 1...10 s 3...30 min | 10...100 s 3...30 h 1...10 s 3...30 s 30...300 h 0.3...3 s 0.05...1 s 30...300 min 30...300 s 3...30 minXXXX | 10...100 s 3...30 h 1...10 s 3...30 s 30...300 h 0.3...3 s 0.05...1 s 30...300 min 30...300 s 3...30 min
| time delay type | Aw AXXXX | Aw A | CXXXX | C
| utilisation category | [10 empty] | AC-12 conforming to IEC 60947-5-1 AC-13 conforming to IEC 60947-5-1 AC-14 conforming to IEC 60947-5-1 AC-15 conforming to IEC 60947-5-1 DC-12 conforming to IEC 60947-5-1 DC-13 conforming to IEC 60947-5-1XXXX | AC-12 conforming to IEC 60947-5-1 AC-13 conforming to IEC 60947-5-1 AC-14 conforming to IEC 60947-5-1 AC-15 conforming to IEC 60947-5-1 DC-12 conforming to IEC 60947-5-1 DC-13 conforming to IEC 60947-5-1 | AC-12 conforming to IEC 60947-5-1 AC-13 conforming to IEC 60947-5-1 AC-14 conforming to IEC 60947-5-1 AC-15 conforming to IEC 60947-5-1 DC-12 conforming to IEC 60947-5-1 DC-13 conforming to IEC 60947-5-1XXXX | AC-12 conforming to IEC 60947-5-1 AC-13 conforming to IEC 60947-5-1 AC-14 conforming to IEC 60947-5-1 AC-15 conforming to IEC 60947-5-1 DC-12 conforming to IEC 60947-5-1 DC-13 conforming to IEC 60947-5-1
| voltage drift | +/- 0.2 %/VXXXX | +/- 0.2 %/V | +/- 0.2 %/VXXXX | +/- 0.2 %/V
| voltage range | 0.85...1.1 UsXXXX | 0.85...1.1 Us | 0.85...1.1 UsXXXX | 0.85...1.1 Us | [6 empty] | 208...480 V phase to phaseXXXX | 208...480 V phase to phase | 208...480 V phase to phaseXXXX | 208...480 V phase to phase
| width | 22.5 mmXXXX | 22.5 mm | 22.5 mmXXXX | 22.5 mm |  |  |  |  | 17.5 mmXXXX | 17.5 mm | 17.5 mmXXXX | 17.5 mm | 17.5 mmXXXX | 17.5 mm
Contractual warranty | Warranty |  |  |  |  | 18 monthsXXXX | 18 months | 18 monthsXXXX | 18 months | 18 monthsXXXX | 18 months | 18 monthsXXXX | 18 months | 18 monthsXXXX | 18 months | 18 monthsXXXX | 18 months | 18 monthsXXXX | 18 months | 18 monthsXXXX | 18 months | 18 monthsXXXX | 18 months | 18 monthsXXXX | 18 months | 18 monthsXXXX | 18 months | 18 monthsXXXX | 18 months | 18 monthsXXXX | 18 months | 18 monthsXXXX | 18 months
Environment | IP degree of protection | IP40 housing: conforming to IEC 60529 IP20 terminals: conforming to IEC 60529 IP50 front panel: conforming to IEC 60529XXXX | IP40 housing: conforming to IEC 60529 IP20 terminals: conforming to IEC 60529 IP50 front panel: conforming to IEC 60529 | IP40 housing: conforming to IEC 60529 IP20 terminals: conforming to IEC 60529 IP50 front panel: conforming to IEC 60529XXXX | IP40 housing: conforming to IEC 60529 IP20 terminals: conforming to IEC 60529 IP50 front panel: conforming to IEC 60529 |  |  |  |  | IP20 (terminals) conforming to IEC 60529 IP30 (casing) conforming to IEC 60529XXXX | IP20 (terminals) conforming to IEC 60529 IP30 (casing) conforming to IEC 60529 | IP20 (terminals) conforming to IEC 60529 IP30 (casing) conforming to IEC 60529XXXX | IP20 (terminals) conforming to IEC 60529 IP30 (casing) conforming to IEC 60529 | IP20 (terminals) conforming to IEC 60529 IP30 (casing) conforming to IEC 60529XXXX | IP20 (terminals) conforming to IEC 60529 IP30 (casing) conforming to IEC 60529 | IP20 (terminal block) IP50 (housing)XXXX | IP20 (terminal block) IP50 (housing) | IP40 conforming to EN/IEC 60529XXXX | IP40 conforming to EN/IEC 60529 | IP40 conforming to EN/IEC 60529XXXX | IP40 conforming to EN/IEC 60529 | IP40 conforming to EN/IEC 60529XXXX | IP40 conforming to EN/IEC 60529 | IP40 conforming to EN/IEC 60529XXXX | IP40 conforming to EN/IEC 60529 | IP40 conforming to EN/IEC 60529XXXX | IP40 conforming to EN/IEC 60529 | IP40 conforming to EN/IEC 60529XXXX | IP40 conforming to EN/IEC 60529 | IP40 conforming to IEC 60529XXXX | IP40 conforming to IEC 60529 | IP40 conforming to IEC 60529XXXX | IP40 conforming to IEC 60529
| ambient air temperature for operation | -20…60 °CXXXX | -20…60 °C | -20…60 °CXXXX | -20…60 °C | -5…40 °C conforming to IEC 60255XXXX | -5…40 °C conforming to IEC 60255 | -5…40 °C conforming to IEC 60255XXXX | -5…40 °C conforming to IEC 60255 | -20…50 °CXXXX | -20…50 °C | -20…50 °CXXXX | -20…50 °C | -20…50 °CXXXX | -20…50 °C | 0…50 °C mounting side by side 0…60 °C 2 cm spacingXXXX | 0…50 °C mounting side by side 0…60 °C 2 cm spacing | -40…70 °C (AC) -40…85 °C (DC)XXXX | -40…70 °C (AC) -40…85 °C (DC) | -40…70 °C (AC) -40…85 °C (DC)XXXX | -40…70 °C (AC) -40…85 °C (DC) | -40…70 °C (AC) -40…85 °C (DC)XXXX | -40…70 °C (AC) -40…85 °C (DC) | -40…70 °C (AC) -40…85 °C (DC)XXXX | -40…70 °C (AC) -40…85 °C (DC) | -40…70 °C (AC) -40…85 °C (DC)XXXX | -40…70 °C (AC) -40…85 °C (DC) | -40…70 °C (AC) -40…85 °C (DC)XXXX | -40…70 °C (AC) -40…85 °C (DC) | -25…70 °CXXXX | -25…70 °C | -25…70 °CXXXX | -25…70 °C
| ambient air temperature for storage | -40…70 °CXXXX | -40…70 °C | -40…70 °CXXXX | -40…70 °C | -40…70 °CXXXX | -40…70 °C | -40…70 °CXXXX | -40…70 °C | -40…70 °CXXXX | -40…70 °C | -40…70 °CXXXX | -40…70 °C | -40…70 °CXXXX | -40…70 °C | -40…85 °CXXXX | -40…85 °C | -40…85 °CXXXX | -40…85 °C | -40…85 °CXXXX | -40…85 °C | -40…85 °CXXXX | -40…85 °C | -40…85 °CXXXX | -40…85 °C | -40…85 °CXXXX | -40…85 °C | -40…85 °CXXXX | -40…85 °C | -40…70 °CXXXX | -40…70 °C | -40…70 °CXXXX | -40…70 °C
| dielectric strength | 2.5 kV for 1 mA/1 minute at 50 Hz between relay output and power supply with basic insulation conforming to IEC 61812-1XXXX | 2.5 kV for 1 mA/1 minute at 50 Hz between relay output and power supply with basic insulation conforming to IEC 61812-1 | 2.5 kV for 1 mA/1 minute at 50 Hz between relay output and power supply with basic insulation conforming to IEC 61812-1XXXX | 2.5 kV for 1 mA/1 minute at 50 Hz between relay output and power supply with basic insulation conforming to IEC 61812-1 | 2500 VXXXX | 2500 V | 2500 VXXXX | 2500 V | [8 empty] | 1000 V AC between contacts 2500 V AC between poles 5000 V AC between coil and contactXXXX | 1000 V AC between contacts 2500 V AC between poles 5000 V AC between coil and contact | 1000 V AC between contacts 2500 V AC between poles 5000 V AC between coil and contactXXXX | 1000 V AC between contacts 2500 V AC between poles 5000 V AC between coil and contact | 1000 V AC between contacts 2500 V AC between poles 5000 V AC between coil and contactXXXX | 1000 V AC between contacts 2500 V AC between poles 5000 V AC between coil and contact | 1000 V AC between contacts 2500 V AC between poles 5000 V AC between coil and contactXXXX | 1000 V AC between contacts 2500 V AC between poles 5000 V AC between coil and contact | 1000 V AC between contacts 2500 V AC between poles 5000 V AC between coil and contactXXXX | 1000 V AC between contacts 2500 V AC between poles 5000 V AC between coil and contact | 1000 V AC between contacts 2500 V AC between poles 5000 V AC between coil and contactXXXX | 1000 V AC between contacts 2500 V AC between poles 5000 V AC between coil and contact
| dielectric test voltage | [8 empty] | 2 kV AC 50 HzXXXX | 2 kV AC 50 Hz | 2 kV, 1 min AC 50 Hz conforming to IEC 60255-5 2 kV, 1 min AC 50 Hz conforming to IEC 60664-1XXXX | 2 kV, 1 min AC 50 Hz conforming to IEC 60255-5 2 kV, 1 min AC 50 Hz conforming to IEC 60664-1 | 2 kV, 1 min AC 50 Hz conforming to IEC 60255-5 2 kV, 1 min AC 50 Hz conforming to IEC 60664-1XXXX | 2 kV, 1 min AC 50 Hz conforming to IEC 60255-5 2 kV, 1 min AC 50 Hz conforming to IEC 60664-1
| directives | 2004/108/EC - electromagnetic compatibility 2006/95/EC - low voltage directiveXXXX | 2004/108/EC - electromagnetic compatibility 2006/95/EC - low voltage directive | 2006/95/EC - low voltage directive 2004/108/EC - electromagnetic compatibilityXXXX | 2006/95/EC - low voltage directive 2004/108/EC - electromagnetic compatibility | [6 empty] | 89/336/EEC - electromagnetic compatibility 73/23/EEC - low voltage directiveXXXX | 89/336/EEC - electromagnetic compatibility 73/23/EEC - low voltage directive | 89/336/EEC - electromagnetic compatibility 73/23/EEC - low voltage directiveXXXX | 89/336/EEC - electromagnetic compatibility 73/23/EEC - low voltage directive
| disturbance radiated/conducted | [14 empty] | CISPR 22 group 1 - class B CISPR 11XXXX | CISPR 22 group 1 - class B CISPR 11
| electrical shock protection class | [28 empty] | Class II conforming to IEC 60536XXXX | Class II conforming to IEC 60536 | Class II conforming to IEC 60536XXXX | Class II conforming to IEC 60536
| electromagnetic compatibility | Fast transients immunity test - test level: 1 kV level 3 (capacitive connecting clip) conforming to IEC 61000-4-4 Surge immunity test - test level: 1 kV level 3 (differential mode) conforming to IEC 61000-4-5 Surge immunity test - test level: 2 kV level 3 (common mode) conforming to IEC 61000-4-5 Electrostatic discharge - test level: 6 kV level 3 (contact discharge) conforming to IEC 61000-4-2 Electrostatic discharge - test level: 8 kV level 3 (air discharge) conforming to IEC 61000-4-2 Radiated radio-frequency electromagnetic field immunity test - test level: 10 V/m level 3 (80 MHz...1 GHz) conforming to IEC 61000-4-3 Conducted RF disturbances - test level: 10 V level 3 (0.15...80 MHz) conforming to IEC 61000-4-6 Fast transient bursts - test level: 2 kV level 3 (direct contact) conforming to IEC 61000-4-4 Immunity to microbreaks and voltage drops - test level: 30 % (500 ms) conforming to IEC 61000-4-11 Immunity to microbreaks and voltage drops - test level: 100 % (20 ms) conforming to IEC 61000-4-11XXXX | Fast transients immunity test - test level: 1 kV level 3 (capacitive connecting clip) conforming to IEC 61000-4-4 Surge immunity test - test level: 1 kV level 3 (differential mode) conforming to IEC 61000-4-5 Surge immunity test - test level: 2 kV level 3 (common mode) conforming to IEC 61000-4-5 Electrostatic discharge - test level: 6 kV level 3 (contact discharge) conforming to IEC 61000-4-2 Electrostatic discharge - test level: 8 kV level 3 (air discharge) conforming to IEC 61000-4-2 Radiated radio-frequency electromagnetic field immunity test - test level: 10 V/m level 3 (80 MHz...1 GHz) conforming to IEC 61000-4-3 Conducted RF disturbances - test level: 10 V level 3 (0.15...80 MHz) conforming to IEC 61000-4-6 Fast transient bursts - test level: 2 kV level 3 (direct contact) conforming to IEC 61000-4-4 Immunity to microbreaks and voltage drops - test level: 30 % (500 ms) conforming to IEC 61000-4-11 Immunity to microbreaks and voltage drops - test level: 100 % (20 ms) conforming to IEC 61000-4-11 | Fast transients immunity test - test level: 1 kV level 3 (capacitive connecting clip) conforming to IEC 61000-4-4 Surge immunity test - test level: 1 kV level 3 (differential mode) conforming to IEC 61000-4-5 Surge immunity test - test level: 2 kV level 3 (common mode) conforming to IEC 61000-4-5 Electrostatic discharge - test level: 6 kV level 3 (contact discharge) conforming to IEC 61000-4-2 Electrostatic discharge - test level: 8 kV level 3 (air discharge) conforming to IEC 61000-4-2 Radiated radio-frequency electromagnetic field immunity test - test level: 10 V/m level 3 (80 MHz...1 GHz) conforming to IEC 61000-4-3 Conducted RF disturbances - test level: 10 V level 3 (0.15...80 MHz) conforming to IEC 61000-4-6 Fast transient bursts - test level: 2 kV level 3 (direct contact) conforming to IEC 61000-4-4 Immunity to microbreaks and voltage drops - test level: 30 % (500 ms) conforming to IEC 61000-4-11 Immunity to microbreaks and voltage drops - test level: 100 % (20 ms) conforming to IEC 61000-4-11XXXX | Fast transients immunity test - test level: 1 kV level 3 (capacitive connecting clip) conforming to IEC 61000-4-4 Surge immunity test - test level: 1 kV level 3 (differential mode) conforming to IEC 61000-4-5 Surge immunity test - test level: 2 kV level 3 (common mode) conforming to IEC 61000-4-5 Electrostatic discharge - test level: 6 kV level 3 (contact discharge) conforming to IEC 61000-4-2 Electrostatic discharge - test level: 8 kV level 3 (air discharge) conforming to IEC 61000-4-2 Radiated radio-frequency electromagnetic field immunity test - test level: 10 V/m level 3 (80 MHz...1 GHz) conforming to IEC 61000-4-3 Conducted RF disturbances - test level: 10 V level 3 (0.15...80 MHz) conforming to IEC 61000-4-6 Fast transient bursts - test level: 2 kV level 3 (direct contact) conforming to IEC 61000-4-4 Immunity to microbreaks and voltage drops - test level: 30 % (500 ms) conforming to IEC 61000-4-11 Immunity to microbreaks and voltage drops - test level: 100 % (20 ms) conforming to IEC 61000-4-11 |  |  |  |  | Emission standard for industrial environments conforming to EN/IEC 61000-6-4 Emission standard for residential, commercial and light-industrial environments conforming to EN/IEC 61000-6-3 Immunity for industrial environments conforming to NF EN/IEC 61000-6-2XXXX | Emission standard for industrial environments conforming to EN/IEC 61000-6-4 Emission standard for residential, commercial and light-industrial environments conforming to EN/IEC 61000-6-3 Immunity for industrial environments conforming to NF EN/IEC 61000-6-2 | Emission standard for industrial environments conforming to EN/IEC 61000-6-4 Emission standard for residential, commercial and light-industrial environments conforming to EN/IEC 61000-6-3 Immunity for industrial environments conforming to EN/IEC 61000-6-2XXXX | Emission standard for industrial environments conforming to EN/IEC 61000-6-4 Emission standard for residential, commercial and light-industrial environments conforming to EN/IEC 61000-6-3 Immunity for industrial environments conforming to EN/IEC 61000-6-2 | Emission standard for industrial environments conforming to EN/IEC 61000-6-4 Emission standard for residential, commercial and light-industrial environments conforming to EN/IEC 61000-6-3 Immunity for industrial environments conforming to EN/IEC 61000-6-2XXXX | Emission standard for industrial environments conforming to EN/IEC 61000-6-4 Emission standard for residential, commercial and light-industrial environments conforming to EN/IEC 61000-6-3 Immunity for industrial environments conforming to EN/IEC 61000-6-2
| fire resistance | [14 empty] | 850 °C conforming to IEC 60695-2-1 850 °C conforming to ULXXXX | 850 °C conforming to IEC 60695-2-1 850 °C conforming to UL
| immunity to microbreaks |  |  |  |  | 10 ms during time delay 2 ms after time delayXXXX | 10 ms during time delay 2 ms after time delay | 10 ms during time delay 2 ms after time delayXXXX | 10 ms during time delay 2 ms after time delay | 10 msXXXX | 10 ms
| non-dissipating shock wave | [8 empty] | 4 kVXXXX | 4 kV | 4 kV conforming to IEC 60255-5 4 kV conforming to IEC 60664-1 4 kV conforming to IEC 61000-4-5XXXX | 4 kV conforming to IEC 60255-5 4 kV conforming to IEC 60664-1 4 kV conforming to IEC 61000-4-5 | 4 kV conforming to IEC 60255-5 4 kV conforming to IEC 60664-1 4 kV conforming to IEC 61000-4-5XXXX | 4 kV conforming to IEC 60255-5 4 kV conforming to IEC 60664-1 4 kV conforming to IEC 61000-4-5
| pollution degree | 3 conforming to IEC 60664-1XXXX | 3 conforming to IEC 60664-1 | 3 conforming to IEC 60664-1XXXX | 3 conforming to IEC 60664-1 |  |  |  |  | 3 conforming to IEC 60664-1XXXX | 3 conforming to IEC 60664-1 | 3 conforming to IEC 60664-1XXXX | 3 conforming to IEC 60664-1 | 3 conforming to IEC 60664-1XXXX | 3 conforming to IEC 60664-1 | 2 conforming to IEC 60664-1XXXX | 2 conforming to IEC 60664-1
| product certifications | CE CCC GL China RoHS UL RCM EAC CSAXXXX | CE CCC GL China RoHS UL RCM EAC CSA | CSA CCC RCM China RoHS CE GL UL EACXXXX | CSA CCC RCM China RoHS CE GL UL EAC | ASE EDF USSR BV CSAXXXX | ASE EDF USSR BV CSA | USSR EDF ASE BV CSAXXXX | USSR EDF ASE BV CSA | GL C-Tick GOST UL CSAXXXX | GL C-Tick GOST UL CSA | GOST CSA GL C-Tick ULXXXX | GOST CSA GL C-Tick UL | GOST C-Tick CSA UL GLXXXX | GOST C-Tick CSA UL GL | CSA GL ULXXXX | CSA GL UL | CSA UL GOSTXXXX | CSA UL GOST | CSA UL GOSTXXXX | CSA UL GOST | GOST UL CSAXXXX | GOST UL CSA | GOST CSA ULXXXX | GOST CSA UL | CSA GOST ULXXXX | CSA GOST UL | UL CSA GOSTXXXX | UL CSA GOST | CSA ULXXXX | CSA UL | CSA ULXXXX | CSA UL
| protective treatment |  |  |  |  | TCXXXX | TC | TCXXXX | TC | [20 empty] | TCXXXX | TC | TCXXXX | TC
| relative humidity | 95 % at 25…55 °CXXXX | 95 % at 25…55 °C | 95 % at 25…55 °CXXXX | 95 % at 25…55 °C |  |  |  |  | 95 % at 55 °C conforming to IEC 60068-2-30XXXX | 95 % at 55 °C conforming to IEC 60068-2-30 | 95 % at 55 °C conforming to IEC 60068-2-30XXXX | 95 % at 55 °C conforming to IEC 60068-2-30 | 95 % at 55 °C conforming to IEC 60068-2-30XXXX | 95 % at 55 °C conforming to IEC 60068-2-30
| resistance to electrostatic discharge | [14 empty] | 6 kV (in contact) conforming to IEC 61000-4-2 level 3 8 kV (in air) conforming to IEC 61000-4-2 level 3XXXX | 6 kV (in contact) conforming to IEC 61000-4-2 level 3 8 kV (in air) conforming to IEC 61000-4-2 level 3
| resistance to fast transients | [14 empty] | 1 kV (on input-output) conforming to IEC 61000-4-4 2 kV (on power supply) conforming to IEC 61000-4-4XXXX | 1 kV (on input-output) conforming to IEC 61000-4-4 2 kV (on power supply) conforming to IEC 61000-4-4
| shock resistance | 15 gn not operating for 11 ms conforming to IEC 60068-2-27 5 gn in operation for 11 ms conforming to IEC 60068-2-27XXXX | 15 gn not operating for 11 ms conforming to IEC 60068-2-27 5 gn in operation for 11 ms conforming to IEC 60068-2-27 | 15 gn not operating for 11 ms conforming to IEC 60068-2-27 5 gn in operation for 11 ms conforming to IEC 60068-2-27XXXX | 15 gn not operating for 11 ms conforming to IEC 60068-2-27 5 gn in operation for 11 ms conforming to IEC 60068-2-27 | 50 gn for 11 ms conforming to NF C 20-608XXXX | 50 gn for 11 ms conforming to NF C 20-608 | 50 gn for 11 ms conforming to NF C 20-608XXXX | 50 gn for 11 ms conforming to NF C 20-608 | 15 gn for 11 ms conforming to IEC 60255-21-1XXXX | 15 gn for 11 ms conforming to IEC 60255-21-1 | 15 gn for 11 ms conforming to IEC 60255-21-1XXXX | 15 gn for 11 ms conforming to IEC 60255-21-1 | 15 gn for 11 ms conforming to IEC 60255-21-1XXXX | 15 gn for 11 ms conforming to IEC 60255-21-1 | 50 gn for 11 ms conforming to IEC 60068-2-27XXXX | 50 gn for 11 ms conforming to IEC 60068-2-27 | 10 gn (duration = 11 ms) for not operating conforming to EN/IEC 60068-2-27 5 gn (duration = 11 ms) for in operation conforming to EN/IEC 60068-2-27XXXX | 10 gn (duration = 11 ms) for not operating conforming to EN/IEC 60068-2-27 5 gn (duration = 11 ms) for in operation conforming to EN/IEC 60068-2-27 | 10 gn (duration = 11 ms) for not operating conforming to EN/IEC 60068-2-27 5 gn (duration = 11 ms) for in operation conforming to EN/IEC 60068-2-27XXXX | 10 gn (duration = 11 ms) for not operating conforming to EN/IEC 60068-2-27 5 gn (duration = 11 ms) for in operation conforming to EN/IEC 60068-2-27 | 10 gn (duration = 11 ms) for not operating conforming to EN/IEC 60068-2-27 5 gn (duration = 11 ms) for in operation conforming to EN/IEC 60068-2-27XXXX | 10 gn (duration = 11 ms) for not operating conforming to EN/IEC 60068-2-27 5 gn (duration = 11 ms) for in operation conforming to EN/IEC 60068-2-27 | 10 gn (duration = 11 ms) for not operating conforming to EN/IEC 60068-2-27 5 gn (duration = 11 ms) for in operation conforming to EN/IEC 60068-2-27XXXX | 10 gn (duration = 11 ms) for not operating conforming to EN/IEC 60068-2-27 5 gn (duration = 11 ms) for in operation conforming to EN/IEC 60068-2-27 | 10 gn (duration = 11 ms) for not operating conforming to EN/IEC 60068-2-27 5 gn (duration = 11 ms) for in operation conforming to EN/IEC 60068-2-27XXXX | 10 gn (duration = 11 ms) for not operating conforming to EN/IEC 60068-2-27 5 gn (duration = 11 ms) for in operation conforming to EN/IEC 60068-2-27 | 10 gn (duration = 11 ms) for not operating conforming to EN/IEC 60068-2-27 5 gn (duration = 11 ms) for in operation conforming to EN/IEC 60068-2-27XXXX | 10 gn (duration = 11 ms) for not operating conforming to EN/IEC 60068-2-27 5 gn (duration = 11 ms) for in operation conforming to EN/IEC 60068-2-27
| standards | UL 508 IEC 61812-1XXXX | UL 508 IEC 61812-1 | UL 508 IEC 61812-1XXXX | UL 508 IEC 61812-1 | IEC 60255 NF C 45-250 VDE 0435XXXX | IEC 60255 NF C 45-250 VDE 0435 | IEC 60255 NF C 45-250 VDE 0435XXXX | IEC 60255 NF C 45-250 VDE 0435 | EN/IEC 60255-6XXXX | EN/IEC 60255-6 | EN/IEC 60255-1XXXX | EN/IEC 60255-1 | EN/IEC 60255-1XXXX | EN/IEC 60255-1 | IEC 60584-1 IEC 60947-1XXXX | IEC 60584-1 IEC 60947-1 | CSA C22.2 No 14 UL 508 EN/IEC 61810-1XXXX | CSA C22.2 No 14 UL 508 EN/IEC 61810-1 | CSA C22.2 No 14 EN/IEC 61810-1 UL 508XXXX | CSA C22.2 No 14 EN/IEC 61810-1 UL 508 | EN/IEC 61810-1 CSA C22.2 No 14 UL 508XXXX | EN/IEC 61810-1 CSA C22.2 No 14 UL 508 | UL 508 CSA C22.2 No 14 EN/IEC 61810-1XXXX | UL 508 CSA C22.2 No 14 EN/IEC 61810-1 | CSA C22.2 No 14 UL 508 EN/IEC 61810-1XXXX | CSA C22.2 No 14 UL 508 EN/IEC 61810-1 | CSA C22.2 No 14 EN/IEC 61810-1 UL 508XXXX | CSA C22.2 No 14 EN/IEC 61810-1 UL 508 | EN/IEC 60947-5-1XXXX | EN/IEC 60947-5-1 | EN/IEC 60947-5-1XXXX | EN/IEC 60947-5-1
| vibration resistance | 20 m/s² (f= 10…150 Hz) conforming to IEC 60068-2-6XXXX | 20 m/s² (f= 10…150 Hz) conforming to IEC 60068-2-6 | 20 m/s² (f= 10…150 Hz) conforming to IEC 60068-2-6XXXX | 20 m/s² (f= 10…150 Hz) conforming to IEC 60068-2-6 | 6 gn (f= 10…55 Hz) conforming to IEC 60068-2-6 6 gn (f= 10…55 Hz) conforming to NF C 20-616XXXX | 6 gn (f= 10…55 Hz) conforming to IEC 60068-2-6 6 gn (f= 10…55 Hz) conforming to NF C 20-616 | 6 gn (f= 10…55 Hz) conforming to IEC 60068-2-6 6 gn (f= 10…55 Hz) conforming to NF C 20-616XXXX | 6 gn (f= 10…55 Hz) conforming to IEC 60068-2-6 6 gn (f= 10…55 Hz) conforming to NF C 20-616 | 0.35 mm (f= 5…57.6 Hz) conforming to IEC 60068-2-6 1 gn (f= 57.6…150 Hz) conforming to IEC 60255-21-1XXXX | 0.35 mm (f= 5…57.6 Hz) conforming to IEC 60068-2-6 1 gn (f= 57.6…150 Hz) conforming to IEC 60255-21-1 | 0.35 mm (f= 5…57.6 Hz) conforming to IEC 60068-2-6 1 gn (f= 57.6…150 Hz) conforming to IEC 60255-21-1XXXX | 0.35 mm (f= 5…57.6 Hz) conforming to IEC 60068-2-6 1 gn (f= 57.6…150 Hz) conforming to IEC 60255-21-1 | 0.35 mm (f= 5…57.6 Hz) conforming to IEC 60068-2-6 1 gn (f= 57.6…150 Hz) conforming to IEC 60255-21-1XXXX | 0.35 mm (f= 5…57.6 Hz) conforming to IEC 60068-2-6 1 gn (f= 57.6…150 Hz) conforming to IEC 60255-21-1 | 5 gn (f= 10…100 Hz) conforming to IEC 60068-2-6XXXX | 5 gn (f= 10…100 Hz) conforming to IEC 60068-2-6 | +/- 1 mm (f= 10…55 Hz) conforming to EN/IEC 60068-2-6XXXX | +/- 1 mm (f= 10…55 Hz) conforming to EN/IEC 60068-2-6 | +/- 1 mm (f= 10…55 Hz) conforming to EN/IEC 60068-2-6XXXX | +/- 1 mm (f= 10…55 Hz) conforming to EN/IEC 60068-2-6 | +/- 1 mm (f= 10…55 Hz) conforming to EN/IEC 60068-2-6XXXX | +/- 1 mm (f= 10…55 Hz) conforming to EN/IEC 60068-2-6 | +/- 1 mm (f= 10…55 Hz) conforming to EN/IEC 60068-2-6XXXX | +/- 1 mm (f= 10…55 Hz) conforming to EN/IEC 60068-2-6 | +/- 1 mm (f= 10…55 Hz) conforming to EN/IEC 60068-2-6XXXX | +/- 1 mm (f= 10…55 Hz) conforming to EN/IEC 60068-2-6 | +/- 1 mm (f= 10…55 Hz) conforming to EN/IEC 60068-2-6XXXX | +/- 1 mm (f= 10…55 Hz) conforming to EN/IEC 60068-2-6
Main | [Ithe] conventional enclosed thermal current |  |  |  |  | 5 A 40 °CXXXX | 5 A 40 °C | 1 A 40 °CXXXX | 1 A 40 °C | [8 empty] | 16 A at -40…40 °CXXXX | 16 A at -40…40 °C | 16 A at -40…40 °CXXXX | 16 A at -40…40 °C | 8 A at -40…40 °CXXXX | 8 A at -40…40 °C | 8 A at -40…40 °CXXXX | 8 A at -40…40 °C | 8 A at -40…40 °CXXXX | 8 A at -40…40 °C | 8 A at -40…40 °CXXXX | 8 A at -40…40 °C
| [Uc] control circuit voltage |  |  |  |  | 27 V AC/DC 50/60 HzXXXX | 27 V AC/DC 50/60 Hz | 24 V AC/DC 50/60 HzXXXX | 24 V AC/DC 50/60 Hz | [8 empty] | 220 V ACXXXX | 220 V AC | 60 V DCXXXX | 60 V DC | 220 V ACXXXX | 220 V AC | 230 V ACXXXX | 230 V AC | 6 V DCXXXX | 6 V DC | 240 V ACXXXX | 240 V AC
| [Us] rated supply voltage | [28 empty] | <= 230 VXXXX | <= 230 V | <= 230 VXXXX | <= 230 V
| analogue input type | [14 empty] | Thermocouple 0...300 °C/32...572 °F thermocouple J conforming to IEC 60584XXXX | Thermocouple 0...300 °C/32...572 °F thermocouple J conforming to IEC 60584
| analogue output type | [14 empty] | Current 0...20 mA <= 500 Ohm Current 4...20 mA <= 500 Ohm Voltage 0...10 V >= 100 kOhmXXXX | Current 0...20 mA <= 500 Ohm Current 4...20 mA <= 500 Ohm Voltage 0...10 V >= 100 kOhm
| beacon or indicator bank unit type | [28 empty] | Base unit direct fixing Illuminated unitXXXX | Base unit direct fixing Illuminated unit | Base unit direct fixing Illuminated unitXXXX | Base unit direct fixing Illuminated unit
| bulb type | [28 empty] | Incandescent with BA 15d baseXXXX | Incandescent with BA 15d base | Incandescent with BA 15d baseXXXX | Incandescent with BA 15d base
| coil interference suppression |  |  |  |  | WithXXXX | With | WithXXXX | With
| component name | [28 empty] | XVDLSXXXX | XVDLS | XVDLSXXXX | XVDLS
| contact operation |  |  |  |  | StandardXXXX | Standard | Low levelXXXX | Low level | [8 empty] | StandardXXXX | Standard | StandardXXXX | Standard | StandardXXXX | Standard | StandardXXXX | Standard | StandardXXXX | Standard | StandardXXXX | Standard
| contacts type and composition |  |  |  |  | 4 C/OXXXX | 4 C/O | 4 C/OXXXX | 4 C/O | [8 empty] | 1 C/OXXXX | 1 C/O | 1 C/OXXXX | 1 C/O | 2 C/OXXXX | 2 C/O | 2 C/OXXXX | 2 C/O | 2 C/OXXXX | 2 C/O | 2 C/OXXXX | 2 C/O
| control type |  |  |  |  | Selector switchXXXX | Selector switch | Selector switchXXXX | Selector switch | [14 empty] | Without push-buttonXXXX | Without push-button
| device short name | RE22XXXX | RE22 | RE22XXXX | RE22 | RHTXXXX | RHT | RHTXXXX | RHT | [8 empty] | RSBXXXX | RSB | RSBXXXX | RSB | RSBXXXX | RSB | RSBXXXX | RSB | RSBXXXX | RSB | RSBXXXX | RSB
| discrete output type | RelayXXXX | Relay | RelayXXXX | Relay
| light source | [28 empty] | Bulb not included, clearXXXX | Bulb not included, clear | Bulb not included, yellowXXXX | Bulb not included, yellow
| material | [28 empty] | Glass reinforced polyamide: base unit Polycarbonate: illuminated unitXXXX | Glass reinforced polyamide: base unit Polycarbonate: illuminated unit | Glass reinforced polyamide: base unit Polycarbonate: illuminated unitXXXX | Glass reinforced polyamide: base unit Polycarbonate: illuminated unit
| maximum power consumption in VA | [8 empty] | 3 VAXXXX | 3 VA
| maximum power dissipation in W | [28 empty] | 5 WXXXX | 5 W | 5 WXXXX | 5 W
| measurement range | [8 empty] | 2...20 A currentXXXX | 2...20 A current | 208...480 V voltage ACXXXX | 208...480 V voltage AC | 208...480 V voltage ACXXXX | 208...480 V voltage AC
| minimum switching current | [8 empty] | 10 mA at 5 V DCXXXX | 10 mA at 5 V DC
| mounting diameter | [28 empty] | 45 mmXXXX | 45 mm | 45 mmXXXX | 45 mm
| nominal output current | 8 AXXXX | 8 A | 8 AXXXX | 8 A
| product or component type | Modular timing relayXXXX | Modular timing relay | Modular timing relayXXXX | Modular timing relay | Timing relay Plug-in relayXXXX | Timing relay Plug-in relay | Plug-in relay Timing relayXXXX | Plug-in relay Timing relay | Modular measurement and control relaysXXXX | Modular measurement and control relays | Modular measurement and control relaysXXXX | Modular measurement and control relays | Modular measurement and control relaysXXXX | Modular measurement and control relays | Converter for thermocouplesXXXX | Converter for thermocouples | Plug-in relayXXXX | Plug-in relay | Plug-in relayXXXX | Plug-in relay | Plug-in relayXXXX | Plug-in relay | Plug-in relayXXXX | Plug-in relay | Plug-in relayXXXX | Plug-in relay | Plug-in relayXXXX | Plug-in relay | Complete miniature beaconXXXX | Complete miniature beacon | Complete miniature beaconXXXX | Complete miniature beacon
| product specific application | [10 empty] | For 3-phase supplyXXXX | For 3-phase supply | For 3-phase supplyXXXX | For 3-phase supply
| range of product | Zelio TimeXXXX | Zelio Time | Zelio TimeXXXX | Zelio Time | Zelio RelayXXXX | Zelio Relay | Zelio RelayXXXX | Zelio Relay | Zelio ControlXXXX | Zelio Control | Zelio ControlXXXX | Zelio Control | Zelio ControlXXXX | Zelio Control | Zelio AnalogXXXX | Zelio Analog | Zelio RelayXXXX | Zelio Relay | Zelio RelayXXXX | Zelio Relay | Zelio RelayXXXX | Zelio Relay | Zelio RelayXXXX | Zelio Relay | Zelio RelayXXXX | Zelio Relay | Zelio RelayXXXX | Zelio Relay | Harmony XVD OptimumXXXX | Harmony XVD Optimum | Harmony XVD OptimumXXXX | Harmony XVD Optimum
| relay monitored parameters | [8 empty] | Overcurrent detectionXXXX | Overcurrent detection | Asymmetry Phase sequence Phase failure detectionXXXX | Asymmetry Phase sequence Phase failure detection | Undervoltage and overvoltage in window mode Asymmetry Phase sequence Phase failure detectionXXXX | Undervoltage and overvoltage in window mode Asymmetry Phase sequence Phase failure detection
| relay name | [8 empty] | RM17JCXXXX | RM17JC | RM17TAXXXX | RM17TA | RM17TEXXXX | RM17TE
| relay type | [8 empty] | Current control relayXXXX | Current control relay | Multifunction control relayXXXX | Multifunction control relay | Multifunction control relayXXXX | Multifunction control relay
| series name | [16 empty] | Interface relayXXXX | Interface relay | Interface relayXXXX | Interface relay | Interface relayXXXX | Interface relay | Interface relayXXXX | Interface relay | Interface relayXXXX | Interface relay | Interface relayXXXX | Interface relay
| signalling type | [28 empty] | SteadyXXXX | Steady | SteadyXXXX | Steady
| status LED |  |  |  |  | WithXXXX | With | WithXXXX | With | [8 empty] | WithoutXXXX | Without | WithoutXXXX | Without | WithoutXXXX | Without | WithoutXXXX | Without | WithoutXXXX | Without | WithoutXXXX | Without
| switching capacity in VA | [8 empty] | 1250 VAXXXX | 1250 VA | 1250 VAXXXX | 1250 VA | 1250 VAXXXX | 1250 VA
| time delay | [8 empty] | WithoutXXXX | Without | Adjustable 0.1...10 s, +/- 10 % of the full scale valueXXXX | Adjustable 0.1...10 s, +/- 10 % of the full scale value | Adjustable 0.1...10 s, +/- 10 % of the full scale valueXXXX | Adjustable 0.1...10 s, +/- 10 % of the full scale value
| time delay range |  |  |  |  | 0.2...3 s 15...300 s 1.5...30 sXXXX | 0.2...3 s 15...300 s 1.5...30 s | 15...300 s 0.2...3 s 1.5...30 sXXXX | 15...300 s 0.2...3 s 1.5...30 s
| time delay type |  |  |  |  | On-delayXXXX | On-delay | On-delayXXXX | On-delay
| utilisation category | [8 empty] | AC-12 conforming to IEC 60947-5-1 AC-13 conforming to IEC 60947-5-1 AC-14 conforming to IEC 60947-5-1 AC-15 conforming to IEC 60947-5-1 DC-12 conforming to IEC 60947-5-1 DC-13 conforming to IEC 60947-5-1 DC-14 conforming to IEC 60947-5-1XXXX | AC-12 conforming to IEC 60947-5-1 AC-13 conforming to IEC 60947-5-1 AC-14 conforming to IEC 60947-5-1 AC-15 conforming to IEC 60947-5-1 DC-12 conforming to IEC 60947-5-1 DC-13 conforming to IEC 60947-5-1 DC-14 conforming to IEC 60947-5-1
Offer Sustainability | China RoHS Regulation | China RoHS declarationXXXX | China RoHS declaration | China RoHS declarationXXXX | China RoHS declaration |  |  |  |  | China RoHS declarationXXXX | China RoHS declaration | China RoHS declarationXXXX | China RoHS declaration | China RoHS declarationXXXX | China RoHS declaration | China RoHS declarationXXXX | China RoHS declaration | China RoHS declarationXXXX | China RoHS declaration |  |  | China RoHS declarationXXXX | China RoHS declaration | China RoHS declarationXXXX | China RoHS declaration |  |  | China RoHS declarationXXXX | China RoHS declaration | China RoHS declarationXXXX | China RoHS declaration | China RoHS declarationXXXX | China RoHS declaration
| Circularity Profile | End of Life InformationXXXX | End of Life Information | End of Life InformationXXXX | End of Life Information |  |  |  |  | End of Life InformationXXXX | End of Life Information | End of Life InformationXXXX | End of Life Information | End of Life InformationXXXX | End of Life Information | End of Life InformationXXXX | End of Life Information
| EU RoHS Directive | Pro-active compliance (Product out of EU RoHS legal scope) EU RoHS DeclarationXXXX | Pro-active compliance (Product out of EU RoHS legal scope) EU RoHS Declaration | Pro-active compliance (Product out of EU RoHS legal scope) EU RoHS DeclarationXXXX | Pro-active compliance (Product out of EU RoHS legal scope) EU RoHS Declaration |  |  |  |  | Pro-active compliance (Product out of EU RoHS legal scope) EU RoHS DeclarationXXXX | Pro-active compliance (Product out of EU RoHS legal scope) EU RoHS Declaration | Pro-active compliance (Product out of EU RoHS legal scope) EU RoHS DeclarationXXXX | Pro-active compliance (Product out of EU RoHS legal scope) EU RoHS Declaration | Pro-active compliance (Product out of EU RoHS legal scope) EU RoHS DeclarationXXXX | Pro-active compliance (Product out of EU RoHS legal scope) EU RoHS Declaration | Pro-active compliance (Product out of EU RoHS legal scope) EU RoHS DeclarationXXXX | Pro-active compliance (Product out of EU RoHS legal scope) EU RoHS Declaration | Pro-active compliance (Product out of EU RoHS legal scope) EU RoHS DeclarationXXXX | Pro-active compliance (Product out of EU RoHS legal scope) EU RoHS Declaration |  |  | Pro-active compliance (Product out of EU RoHS legal scope) EU RoHS DeclarationXXXX | Pro-active compliance (Product out of EU RoHS legal scope) EU RoHS Declaration | Pro-active compliance (Product out of EU RoHS legal scope) EU RoHS DeclarationXXXX | Pro-active compliance (Product out of EU RoHS legal scope) EU RoHS Declaration |  |  | Pro-active compliance (Product out of EU RoHS legal scope) EU RoHS DeclarationXXXX | Pro-active compliance (Product out of EU RoHS legal scope) EU RoHS Declaration | Pro-active compliance (Product out of EU RoHS legal scope) EU RoHS DeclarationXXXX | Pro-active compliance (Product out of EU RoHS legal scope) EU RoHS Declaration | Pro-active compliance (Product out of EU RoHS legal scope) EU RoHS DeclarationXXXX | Pro-active compliance (Product out of EU RoHS legal scope) EU RoHS Declaration
| Environmental Disclosure | Product Environmental ProfileXXXX | Product Environmental Profile | Product Environmental ProfileXXXX | Product Environmental Profile |  |  |  |  | Product Environmental ProfileXXXX | Product Environmental Profile | Product Environmental ProfileXXXX | Product Environmental Profile | Product Environmental ProfileXXXX | Product Environmental Profile | Product Environmental ProfileXXXX | Product Environmental Profile | Product Environmental ProfileXXXX | Product Environmental Profile |  |  | Product Environmental ProfileXXXX | Product Environmental Profile | Product Environmental ProfileXXXX | Product Environmental Profile |  |  | Product Environmental ProfileXXXX | Product Environmental Profile | Product Environmental ProfileXXXX | Product Environmental Profile | Product Environmental ProfileXXXX | Product Environmental Profile
| Mercury free | YesXXXX | Yes | YesXXXX | Yes |  |  |  |  | YesXXXX | Yes | YesXXXX | Yes | YesXXXX | Yes | YesXXXX | Yes | YesXXXX | Yes |  |  | YesXXXX | Yes | YesXXXX | Yes |  |  | YesXXXX | Yes | YesXXXX | Yes | YesXXXX | Yes
| REACh Regulation | REACh DeclarationXXXX | REACh Declaration | REACh DeclarationXXXX | REACh Declaration |  |  |  |  | REACh DeclarationXXXX | REACh Declaration | REACh DeclarationXXXX | REACh Declaration | REACh DeclarationXXXX | REACh Declaration | REACh DeclarationXXXX | REACh Declaration | [12 empty] | REACh DeclarationXXXX | REACh Declaration | REACh DeclarationXXXX | REACh Declaration
| REACh free of SVHC | [16 empty] | YesXXXX | Yes |  |  | YesXXXX | Yes | YesXXXX | Yes |  |  | YesXXXX | Yes
| RoHS exemption information | YesXXXX | Yes | YesXXXX | Yes |  |  |  |  | YesXXXX | Yes | YesXXXX | Yes | YesXXXX | Yes | YesXXXX | Yes | YesXXXX | Yes |  |  | YesXXXX | Yes | YesXXXX | Yes |  |  | YesXXXX | Yes | YesXXXX | Yes | YesXXXX | Yes
| Sustainable offer status | Green Premium productXXXX | Green Premium product | Green Premium productXXXX | Green Premium product |  |  |  |  | Green Premium productXXXX | Green Premium product | Green Premium productXXXX | Green Premium product | Green Premium productXXXX | Green Premium product | Green Premium productXXXX | Green Premium product | Green Premium productXXXX | Green Premium product |  |  | Green Premium productXXXX | Green Premium product | Green Premium productXXXX | Green Premium product |  |  | Green Premium productXXXX | Green Premium product | Green Premium productXXXX | Green Premium product | Green Premium productXXXX | Green Premium product
| Toxic heavy metal free | [16 empty] | YesXXXX | Yes |  |  | YesXXXX | Yes | YesXXXX | Yes |  |  | YesXXXX | Yes
| WEEE | [8 empty] | The product must be disposed on European Union markets following specific waste collection and never end up in rubbish binsXXXX | The product must be disposed on European Union markets following specific waste collection and never end up in rubbish bins | The product must be disposed on European Union markets following specific waste collection and never end up in rubbish binsXXXX | The product must be disposed on European Union markets following specific waste collection and never end up in rubbish bins | The product must be disposed on European Union markets following specific waste collection and never end up in rubbish binsXXXX | The product must be disposed on European Union markets following specific waste collection and never end up in rubbish bins | The product must be disposed on European Union markets following specific waste collection and never end up in rubbish binsXXXX | The product must be disposed on European Union markets following specific waste collection and never end up in rubbish bins | The product must be disposed on European Union markets following specific waste collection and never end up in rubbish binsXXXX | The product must be disposed on European Union markets following specific waste collection and never end up in rubbish bins |  |  | The product must be disposed on European Union markets following specific waste collection and never end up in rubbish binsXXXX | The product must be disposed on European Union markets following specific waste collection and never end up in rubbish bins | The product must be disposed on European Union markets following specific waste collection and never end up in rubbish binsXXXX | The product must be disposed on European Union markets following specific waste collection and never end up in rubbish bins |  |  | The product must be disposed on European Union markets following specific waste collection and never end up in rubbish binsXXXX | The product must be disposed on European Union markets following specific waste collection and never end up in rubbish bins | The product must be disposed on European Union markets following specific waste collection and never end up in rubbish binsXXXX | The product must be disposed on European Union markets following specific waste collection and never end up in rubbish bins | The product must be disposed on European Union markets following specific waste collection and never end up in rubbish binsXXXX | The product must be disposed on European Union markets following specific waste collection and never end up in rubbish bins
Packing Units | Package 1 Height | [14 empty] | 0.270 dmXXXX | 0.270 dm
| Package 1 Length | [14 empty] | 0.850 dmXXXX | 0.850 dm
| Package 1 Weight | [14 empty] | 0.101 kgXXXX | 0.101 kg | [14 empty] | 0.100 kgXXXX | 0.100 kg
| Package 1 width | [14 empty] | 0.820 dmXXXX | 0.820 dm

## pivot1_datasheet
Section | Parameters | Value
Complementary | CAD overall depth | 45 mm 45 mm 108 mm 108 mm
| CAD overall height | 104 mm 104 mm 43 mm 43 mm
| CAD overall width | 45 mm 45 mm 33 mm 33 mm
| Control signal pulse width | 100 ms with load in parallel 30 ms 100 ms with load in parallel 30 ms
| Power on delay | 100 ms 100 ms
| Rated impulse withstand voltage | 5 kV for 1.2…50 µs conforming to IEC 60664-1 5 kV for 1.2…50 µs conforming to IEC 60664-1
| Recovery time | 120 ms on de-energisation 120 ms on de-energisation
| Release input voltage | <= 2.4 V <= 2.4 V
| [Ie] rated operational current | 16 A (AC-1/DC-1) NO conforming to IEC 8 A (AC-1/DC-1) NC conforming to IEC 16 A (AC-1/DC-1) NO conforming to IEC 8 A (AC-1/DC-1) NC conforming to IEC 4 A (AC-1/DC-1) NC conforming to IEC 8 A (AC-1/DC-1) NO conforming to IEC 4 A (AC-1/DC-1) NC conforming to IEC 8 A (AC-1/DC-1) NO conforming to IEC 4 A (AC-1/DC-1) NC conforming to IEC 8 A (AC-1/DC-1) NO conforming to IEC 4 A (AC-1/DC-1) NC conforming to IEC 8 A (AC-1/DC-1) NO conforming to IEC
| [Ue] rated operational voltage | 176...264 V AC 50 Hz 187...264 V AC 60 Hz 48...66 V DC 184...276 V AC 50 Hz 195.5...276 V AC 60 Hz 4.8...6.6 V DC 192...288 V AC 50 Hz 204...288 V AC 60 Hz 176...264 V AC 50 Hz 187...264 V AC 60 Hz
| [Ui] rated insulation voltage | 400 V conforming to IEC 60664-1 400 V conforming to IEC 60664-1 400 V conforming to IEC 60664-1 2 kV 250 V conforming to IEC 60947-1 250 V conforming to IEC 60947-1 250 V 250 V 400 V conforming to EN/IEC 60947 400 V conforming to EN/IEC 60947 400 V conforming to EN/IEC 60947 400 V conforming to EN/IEC 60947 400 V conforming to EN/IEC 60947 400 V conforming to EN/IEC 60947
| [Uimp] rated impulse withstand voltage | 4 kV IEC 60947-1 4 kV IEC 60947-1 IEC 61000-4-5 3.6 kV 3.6 kV IEC 61000-4-5 3.6 kV IEC 61000-4-5 IEC 61000-4-5 3.6 kV 3.6 kV IEC 61000-4-5 IEC 61000-4-5 3.6 kV
| [Us] rated supply voltage | 24...240 V AC/DC 50/60 Hz +/- 10 % 24...240 V AC/DC 50/60 Hz 24...240 V AC/DC 50/60 Hz 24 V DC +/- 20 %, non isolated
| abnormal analogue output current | -30…0 mA when no input or input wire broken
| abnormal analogue output voltage | -15...-11 V when no input or input wire broken 11...15 V when no input or input wire broken
| adjustment of asymmetry threshold | 5...15 % of Un selected 5...15 % of Un selected
| average coil consumption | 2.5 W at 20 °C 2.5 W at 20 °C 0.75 VA AC 60 Hz 0.45 W DC 0.75 VA AC 60 Hz 0.45 W DC 0.75 VA AC 60 Hz 0.75 VA AC 60 Hz
| average coil consumption in VA | 2.9 at 20 °C 2.9 at 20 °C
| average coil resistance | 35500 Ohm network: AC at 20 °C +/- 15 % 7500 Ohm network: DC at 20 °C +/- 10 % 38500 Ohm network: AC at 20 °C +/- 15 % 90 Ohm network: DC at 20 °C +/- 10 % 42500 Ohm network: AC at 20 °C +/- 15 % 35500 Ohm network: AC at 20 °C +/- 15 %
| average resistance | 30 mOhm at 20 °C 30 mOhm at 20 °C
| cable entry | 1 entry tapped for Pg 7 1 entry tapped for Pg 7
| clamping connection capacity | 2 x 1.5 mm² 1 x 2.5 mm²
| cold junction compensation | Built-in, measurement: between 0 and 60 °C
| connections - terminals | Screw terminals, 1 x 0.5...1 x 4 mm² (AWG 20...AWG 11) solid without cable end Screw terminals, 2 x 0.5...2 x 2.5 mm² (AWG 20...AWG 14) solid without cable end Screw terminals, 1 x 0.2...1 x 2.5 mm² (AWG 24...AWG 12) flexible with cable end Screw terminals, 2 x 0.2...2 x 1.5 mm² (AWG 24...AWG 16) flexible with cable end Screw terminals, 1 x 0.5...1 x 4 mm² (AWG 20...AWG 11) solid without cable end Screw terminals, 2 x 0.5...2 x 2.5 mm² (AWG 20...AWG 14) solid without cable end Screw terminals, 1 x 0.2...1 x 2.5 mm² (AWG 24...AWG 12) flexible with cable end Screw terminals, 2 x 0.2...2 x 1.5 mm² (AWG 24...AWG 16) flexible with cable end Screw terminals, 1 x 0.5...1 x 4 mm² (AWG 20...AWG 11) solid without cable end Screw terminals, 2 x 0.5...2 x 2.5 mm² (AWG 20...AWG 14) solid without cable end Screw terminals, 1 x 0.2...1 x 2.5 mm² (AWG 24...AWG 12) flexible with cable end Screw terminals, 2 x 0.2...2 x 1.5 mm² (AWG 24...AWG 16) flexible with cable end Screw terminals, 1 x 0.5...1 x 3.3 mm² (AWG 20...AWG 12) solid without cable end Screw terminals, 2 x 0.5...2 x 2.5 mm² (AWG 20...AWG 14) solid without cable end Screw terminals, 1 x 0.2...1 x 2.5 mm² (AWG 24...AWG 14) flexible with cable end Screw terminals, 2 x 0.2...2 x 1.5 mm² (AWG 24...AWG 16) flexible with cable end Screw terminals, 1 x 0.5...1 x 3.3 mm² (AWG 20...AWG 12) solid without cable end Screw terminals, 2 x 0.5...2 x 2.5 mm² (AWG 20...AWG 14) solid without cable end Screw terminals, 1 x 0.2...1 x 2.5 mm² (AWG 24...AWG 14) flexible with cable end Screw terminals, 2 x 0.2...2 x 1.5 mm² (AWG 24...AWG 16) flexible with cable end Screw clamp terminals, <= 1 x 1.5 mm² with cable end Screw clamp terminals, <= 1 x 1.5 mm² with cable end
| contact bounce time | <= 10 ms <= 10 ms
| contacts material | Cadmium free Silver alloy (Ag/Ni) Silver alloy (Ag/Ni) Silver alloy (Ag/Ni) Silver alloy (Ag/Ni) Silver alloy (Ag/Ni) Silver alloy (Ag/Ni)
| contacts type and composition | 1 C/O timed contact, cadmium free 1 C/O timed or instantaneous contact, cadmium free 1 C/O timed or instantaneous contact, cadmium free 2 C/O timed contact, cadmium free
| control circuit frequency | 40...70 Hz sinusoidal 50...60 Hz +/- 10 % 50...60 Hz +/- 10 %
| control circuit voltage limits | - 12 % + 10 % Un - 12 % + 10 % Un 0.8...1.1 Uc conforming to IEC 60255 0.8...1.1 Uc conforming to IEC 60255
| control type | Rotary knob Diagnostic button Potentiometer external Rotary knob Diagnostic button
| creepage distance | 4 kV/3 conforming to IEC 60664-1 4 kV/3 conforming to IEC 60664-1
| current consumption | <= 40 mA for voltage output <= 60 mA for current output
| delay at power up | 0.5 s 650 ms 650 ms
| device presentation | Complete product Complete product Complete product Complete product Complete product Complete product
| drop-out voltage threshold | >= 0.15 Uc AC >= 0.1 Uc DC >= 0.15 Uc AC >= 0.1 Uc DC >= 0.15 Uc AC >= 0.15 Uc AC
| electrical durability | 100000 cycles 100000 cycles 100000 cycles 100000 cycles, 8 A at 250 V, AC-1 100000 cycles, 2 A at 24 V, DC-1 100000 cycles, 8 A at 250 V, AC-1 100000 cycles, 2 A at 24 V, DC-1 100000 cycles, 16 A at 250 V, AC-1 NO 100000 cycles, 8 A at 250 V, AC-1 NC 100000 cycles, 16 A at 250 V, AC-1 NO 100000 cycles, 8 A at 250 V, AC-1 NC 100000 cycles, 8 A at 250 V, AC-1 NO 100000 cycles, 4 A at 250 V, AC-1 NC 100000 cycles, 8 A at 250 V, AC-1 NO 100000 cycles, 4 A at 250 V, AC-1 NC 100000 cycles, 8 A at 250 V, AC-1 NO 100000 cycles, 4 A at 250 V, AC-1 NC 100000 cycles, 8 A at 250 V, AC-1 NO 100000 cycles, 4 A at 250 V, AC-1 NC
| fixing mode | By screws (mounting plate) Clip-on (35 mm symmetrical DIN rail)
| housing material | Self-extinguishing plastic Self-extinguishing plastic Self-extinguishing plastic Self-extinguishing Self-extinguishing
| hysteresis | 15 % fixed of threshold setting 2 % 2 %
| immunity to microbreaks | 10 ms 10 ms
| input current | 100000 mA permanent at 25 °C 300000 mA non repetitive < 3 s at 25 °C
| insulation | Between supply and measurement
| insulation resistance | > 500 MOhm at 500 V DC conforming to IEC 60255-5 > 500 MOhm at 500 V DC conforming to IEC 60664-1 > 500 MOhm at 500 V DC conforming to IEC 60255-5 > 500 MOhm at 500 V DC conforming to IEC 60664-1 > 500 MOhm at 500 V DC conforming to IEC 60255-5 > 500 MOhm at 500 V DC conforming to IEC 60664-1 100 MOhm at 500 V DC conforming to IEC 60664-1 100 MOhm at 500 V DC conforming to IEC 60664-1
| local signalling | LED (green) for power ON LED (yellow) for relay ON LED (green) for power ON LED (yellow) for relay ON LED (green) for power ON LED (yellow) for relay ON LED (green)power ON:
| marking | CE : 73/23/EEC CE : EMC 89/336/EEC CE CE CE CE CE CE CE CE CE
| maximum measuring cycle | 30 ms measurement cycle as true rms value 150 ms measurement cycle as true rms value 150 ms measurement cycle as true rms value
| maximum power consumption in W | 1 W
| maximum switching capacity | 4000 VA AC 448 W DC 4000 VA AC 448 W DC 2000 VA AC 224 W DC 2000 VA AC 224 W DC 2000 VA AC 224 W DC 2000 VA AC 224 W DC
| maximum switching current | 5 A AC 5 A DC 5 A AC 5 A DC 8 A 8 A
| maximum switching voltage | 250 V AC/DC 250 V AC 250 V DC 250 V AC 250 V DC 250 V AC 250 V AC 300 V DC 400 V AC 300 V DC 400 V AC 300 V DC 400 V AC 300 V DC 400 V AC 300 V DC 400 V AC 300 V DC 400 V AC
| maximum voltage drop | <100 V for 3 A at 24 V <100 V for 3 A at 24 V
| measurement accuracy | +/- 10 % of the full scale value
| measurement error | +/- 0.05 %/°C with temperature variation < 1 % over the whole range with voltage variation < 0.05 %/°C with temperature variation < 1 % over the whole range with voltage variation < 0.05 %/°C with temperature variation < 1 % over the whole range with voltage variation +/- 10 % of full scale at 20 °C (electromagnetic interference of 10 V/m) +/- 1 % of full scale at 20 °C
| measurement voltage limits | 183…528 V AC 183…528 V AC
| mechanical durability | 30000000 cycles 30000000 cycles 30000000 cycles 10000000 cycles 10000000 cycles 20000000 cycles 20000000 cycles 30000000 cycles 30000000 cycles 30000000 cycles 30000000 cycles 30000000 cycles 30000000 cycles
| minimum switching capacity | 50 mVA at 1 mA, 1 V 150 mVA at 10 mA, 1 V 300 mW at 5 mA 300 mW at 5 mA 300 mW at 5 mA 300 mW at 5 mA 300 mW at 5 mA 300 mW at 5 mA
| minimum switching current | 10 mA at 5 V DC 10 mA at 5 V DC 10 mA at 5 V DC 10 mA at 5 V DC 5 mA 5 mA 5 mA 5 mA 5 mA 5 mA
| minimum switching voltage | 5 V 5 V 5 V 5 V 5 V 5 V
| mounting position | Any position Any position
| mounting support | 35 mm symmetrical DIN rail conforming to EN/IEC 60715 35 mm symmetrical DIN rail conforming to EN/IEC 60715 35 mm symmetrical DIN rail conforming to EN/IEC 60715 35 mm DIN rail conforming to EN/IEC 60715 35 mm DIN rail conforming to EN/IEC 60715
| net weight | 0.13 kg 0.13 kg 0.13 kg 0.105 kg 0.105 kg 0.12 kg 0.08 kg 0.08 kg 0.13 kg 0.13 kg
| nominal output current | 5 A 5 A 5 A
| operating position | Any position without derating Any position without derating Any position without derating Any position Any position Any position Any position Any position Any position Any position Any position
| operating rate | <= 360 operations/hour full load <= 360 operations/hour full load <= 360 operations/hour full load <= 600 cycles/hour under load <= 72000 cycles/hour no-load <= 600 cycles/hour under load <= 72000 cycles/hour no-load <= 600 cycles/hour under load <= 72000 cycles/hour no-load <= 600 cycles/hour under load <= 72000 cycles/hour no-load <= 600 cycles/hour under load <= 72000 cycles/hour no-load <= 600 cycles/hour under load <= 72000 cycles/hour no-load
| operating time | 10 ms between coil de-energisation and making of the Off-delay contact 12 ms between coil energisation and making of the On-delay contact 4 ms between coil de-energisation and making of the Off-delay contact 9 ms between coil energisation and making of the On-delay contact 10 ms between coil de-energisation and making of the Off-delay contact 12 ms between coil energisation and making of the On-delay contact 4 ms between coil de-energisation and making of the Off-delay contact 9 ms between coil energisation and making of the On-delay contact 10 ms between coil de-energisation and making of the Off-delay contact 12 ms between coil energisation and making of the On-delay contact 10 ms between coil de-energisation and making of the Off-delay contact 12 ms between coil energisation and making of the On-delay contact
| operating voltage tolerance | - 15 % + 10 % Un
| output contacts | 1 C/O 1 C/O 1 C/O
| overvoltage category | III conforming to IEC 60664-1 III conforming to IEC 60664-1 III conforming to IEC 60664-1 III conforming to IEC 60664-1 III conforming to IEC 60664-1
| phase failure sensitivity | 0.7 Un 0.7 Un
| polarity | Yes DC
| power consumption in VA | 0…22 VA at 400 V AC 50 Hz 0…22 VA at 400 V AC 50 Hz 3 VA at 240 V AC 3 VA at 240 V AC
| power consumption in W | 1.5 W at 240 V DC 1.5 W at 240 V DC
| protection category | RT I RT I RT I RT I RT I RT I
| protection type | Overvoltage protection on output (+/- 30 V) Reverse polarity protection on output Short-circuit protection on output
| repeat accuracy | +/- 0.5 % for input and measurement circuit 0.5 % for input and measurement circuit 3 % for time delay 0.5 % for input and measurement circuit 3 % for time delay +/- 0.5 % conforming to IEC 61812-1 +/- 0.5 % conforming to IEC 61812-1 +/- 0.25 % full scale at 20 °C +/- 0.8 % full scale at 60 °C +/- 1 % +/- 1 %
| reset time | 1500 ms time delay 1500 ms time delay 100 ms 100 ms
| resistive rated load | 16 A at 250 V AC 16 A at 28 V DC 16 A at 250 V AC 16 A at 28 V DC 8 A at 250 V AC 8 A at 28 V DC 8 A at 250 V AC 8 A at 28 V DC 8 A at 250 V AC 8 A at 28 V DC 8 A at 250 V AC 8 A at 28 V DC
| response time | < 200 ms (in the event of a fault) < 200 ms (in the event of a fault) < 200 ms (in the event of a fault)
| safety reliability data | MTTFd = 502.2 years B10d = 470000 MTTFd = 502.2 years B10d = 470000 B10d = 200000 MTTFd = 216.8 years MTTFd = 251.1 years B10d = 230000 B10d = 45447 MTTFd = 49.2 years B10d = 100000 B10d = 100000 B10d = 100000 B10d = 100000 B10d = 100000 B10d = 100000
| sale per indivisible quantity | 10 10 10 10 10 10
| setting accuracy of time delay | +/- 10 % of full scale at 25 °C conforming to IEC 61812-1 +/- 10 % of full scale at 25 °C conforming to IEC 61812-1 +/- 15 % of full scale +/- 15 % of full scale
| shape of pin | Flat Flat Flat Flat Flat Flat
| status LED | LED backlight green (steady) for dial pointer indication LED yellow (steady) for output relay energised LED yellow (fast flashing) for timing in progress and output relay de-energised LED yellow (slow flashing) for timing in progress and output relay energised LED backlight green (steady) for dial pointer indication LED yellow (steady) for output relay energised LED yellow (fast flashing) for timing in progress and output relay de-energised LED yellow (slow flashing) for timing in progress and output relay energised
| supply frequency | 50/60 Hz +/- 10 % 50/60 Hz +/- 10 % 50...60 Hz +/- 5 % 50...60 Hz +/- 5 %
| supply voltage limits | 20.4…264 V AC/DC 183…528 V AC 183…528 V AC
| surge withstand | 0.5 kV during 1.2/50 µs conforming to IEC 61000-4-5
| switching capacity in VA | 2000 VA 2000 VA
| switching time | 1...3 ms AC for energisation/de-energisation 0.5...6 ms AC for de-energisation/energisation 1...4 ms DC for energisation/de-energisation 1.2...4 ms DC for de-energisation/energisation 1...3 ms AC for energisation/de-energisation 0.5...6 ms AC for de-energisation/energisation 1...4 ms DC for energisation/de-energisation 1.2...4 ms DC for de-energisation/energisation
| temperature coefficient | 200 ppm/°C
| temperature drift | +/- 0.05 %/°C +/- 0.05 %/°C
| terminals description ISO n°1 | (GND)GROUND (COM-1)PW (COM-1)PW (GND)GROUND (A1-A2)CO (41-42-44)OC (21-22-24)OC (31-32-34)OC (11-12-14)OC (31-32-34)OC (41-42-44)OC (11-12-14)OC (21-22-24)OC (A1-A2)CO
| threshold adjustment voltage | +2...+17 % in the range 480 V AC 2...20 % of Un selected -2...-17 % in the range 220 V AC -2...-12 % in the range 208 V AC -2...-17 % in the range 220 V AC +2...+17 % in the range 480 V AC -2...-12 % in the range 208 V AC 2...20 % of Un selected
| threshold setting | 10...100 %
| tightening torque | 0.6…1 N.m conforming to IEC 60947-1 0.6…1 N.m conforming to IEC 60947-1 0.6…1 N.m conforming to IEC 60947-1 0.6…1 N.m conforming to IEC 60947-1 0.6…1 N.m conforming to IEC 60947-1 0.6…1.1 N.m
| time delay range | 0.05...1 s 0.3...3 s 3...30 h 30...300 min 10...100 s 30...300 s 3...30 s 30...300 h 1...10 s 3...30 min 10...100 s 3...30 h 1...10 s 3...30 s 30...300 h 0.3...3 s 0.05...1 s 30...300 min 30...300 s 3...30 min
| time delay type | Aw A C
| utilisation category | AC-12 conforming to IEC 60947-5-1 AC-13 conforming to IEC 60947-5-1 AC-14 conforming to IEC 60947-5-1 AC-15 conforming to IEC 60947-5-1 DC-12 conforming to IEC 60947-5-1 DC-13 conforming to IEC 60947-5-1 AC-12 conforming to IEC 60947-5-1 AC-13 conforming to IEC 60947-5-1 AC-14 conforming to IEC 60947-5-1 AC-15 conforming to IEC 60947-5-1 DC-12 conforming to IEC 60947-5-1 DC-13 conforming to IEC 60947-5-1
| voltage drift | +/- 0.2 %/V +/- 0.2 %/V
| voltage range | 208...480 V phase to phase 208...480 V phase to phase 0.85...1.1 Us 0.85...1.1 Us
| width | 17.5 mm 17.5 mm 17.5 mm 22.5 mm 22.5 mm
Contractual warranty | Warranty | 18 months 18 months 18 months 18 months 18 months 18 months 18 months 18 months 18 months 18 months 18 months 18 months 18 months 18 months
Environment | IP degree of protection | IP20 (terminals) conforming to IEC 60529 IP30 (casing) conforming to IEC 60529 IP20 (terminals) conforming to IEC 60529 IP30 (casing) conforming to IEC 60529 IP20 (terminals) conforming to IEC 60529 IP30 (casing) conforming to IEC 60529 IP40 housing: conforming to IEC 60529 IP20 terminals: conforming to IEC 60529 IP50 front panel: conforming to IEC 60529 IP40 housing: conforming to IEC 60529 IP20 terminals: conforming to IEC 60529 IP50 front panel: conforming to IEC 60529 IP20 (terminal block) IP50 (housing) IP40 conforming to IEC 60529 IP40 conforming to IEC 60529 IP40 conforming to EN/IEC 60529 IP40 conforming to EN/IEC 60529 IP40 conforming to EN/IEC 60529 IP40 conforming to EN/IEC 60529 IP40 conforming to EN/IEC 60529 IP40 conforming to EN/IEC 60529
| ambient air temperature for operation | -20…50 °C -20…50 °C -20…50 °C -20…60 °C -20…60 °C 0…50 °C mounting side by side 0…60 °C 2 cm spacing -25…70 °C -25…70 °C -5…40 °C conforming to IEC 60255 -5…40 °C conforming to IEC 60255 -40…70 °C (AC) -40…85 °C (DC) -40…70 °C (AC) -40…85 °C (DC) -40…70 °C (AC) -40…85 °C (DC) -40…70 °C (AC) -40…85 °C (DC) -40…70 °C (AC) -40…85 °C (DC) -40…70 °C (AC) -40…85 °C (DC)
| ambient air temperature for storage | -40…70 °C -40…70 °C -40…70 °C -40…70 °C -40…70 °C -40…85 °C -40…70 °C -40…70 °C -40…70 °C -40…70 °C -40…85 °C -40…85 °C -40…85 °C -40…85 °C -40…85 °C -40…85 °C
| dielectric strength | 2.5 kV for 1 mA/1 minute at 50 Hz between relay output and power supply with basic insulation conforming to IEC 61812-1 2.5 kV for 1 mA/1 minute at 50 Hz between relay output and power supply with basic insulation conforming to IEC 61812-1 2500 V 2500 V 1000 V AC between contacts 2500 V AC between poles 5000 V AC between coil and contact 1000 V AC between contacts 2500 V AC between poles 5000 V AC between coil and contact 1000 V AC between contacts 2500 V AC between poles 5000 V AC between coil and contact 1000 V AC between contacts 2500 V AC between poles 5000 V AC between coil and contact 1000 V AC between contacts 2500 V AC between poles 5000 V AC between coil and contact 1000 V AC between contacts 2500 V AC between poles 5000 V AC between coil and contact
| dielectric test voltage | 2 kV AC 50 Hz 2 kV, 1 min AC 50 Hz conforming to IEC 60255-5 2 kV, 1 min AC 50 Hz conforming to IEC 60664-1 2 kV, 1 min AC 50 Hz conforming to IEC 60255-5 2 kV, 1 min AC 50 Hz conforming to IEC 60664-1
| directives | 89/336/EEC - electromagnetic compatibility 73/23/EEC - low voltage directive 89/336/EEC - electromagnetic compatibility 73/23/EEC - low voltage directive 2004/108/EC - electromagnetic compatibility 2006/95/EC - low voltage directive 2006/95/EC - low voltage directive 2004/108/EC - electromagnetic compatibility
| disturbance radiated/conducted | CISPR 22 group 1 - class B CISPR 11
| electrical shock protection class | Class II conforming to IEC 60536 Class II conforming to IEC 60536
| electromagnetic compatibility | Emission standard for industrial environments conforming to EN/IEC 61000-6-4 Emission standard for residential, commercial and light-industrial environments conforming to EN/IEC 61000-6-3 Immunity for industrial environments conforming to NF EN/IEC 61000-6-2 Emission standard for industrial environments conforming to EN/IEC 61000-6-4 Emission standard for residential, commercial and light-industrial environments conforming to EN/IEC 61000-6-3 Immunity for industrial environments conforming to EN/IEC 61000-6-2 Emission standard for industrial environments conforming to EN/IEC 61000-6-4 Emission standard for residential, commercial and light-industrial environments conforming to EN/IEC 61000-6-3 Immunity for industrial environments conforming to EN/IEC 61000-6-2 Fast transients immunity test - test level: 1 kV level 3 (capacitive connecting clip) conforming to IEC 61000-4-4 Surge immunity test - test level: 1 kV level 3 (differential mode) conforming to IEC 61000-4-5 Surge immunity test - test level: 2 kV level 3 (common mode) conforming to IEC 61000-4-5 Electrostatic discharge - test level: 6 kV level 3 (contact discharge) conforming to IEC 61000-4-2 Electrostatic discharge - test level: 8 kV level 3 (air discharge) conforming to IEC 61000-4-2 Radiated radio-frequency electromagnetic field immunity test - test level: 10 V/m level 3 (80 MHz...1 GHz) conforming to IEC 61000-4-3 Conducted RF disturbances - test level: 10 V level 3 (0.15...80 MHz) conforming to IEC 61000-4-6 Fast transient bursts - test level: 2 kV level 3 (direct contact) conforming to IEC 61000-4-4 Immunity to microbreaks and voltage drops - test level: 30 % (500 ms) conforming to IEC 61000-4-11 Immunity to microbreaks and voltage drops - test level: 100 % (20 ms) conforming to IEC 61000-4-11 Fast transients immunity test - test level: 1 kV level 3 (capacitive connecting clip) conforming to IEC 61000-4-4 Surge immunity test - test level: 1 kV level 3 (differential mode) conforming to IEC 61000-4-5 Surge immunity test - test level: 2 kV level 3 (common mode) conforming to IEC 61000-4-5 Electrostatic discharge - test level: 6 kV level 3 (contact discharge) conforming to IEC 61000-4-2 Electrostatic discharge - test level: 8 kV level 3 (air discharge) conforming to IEC 61000-4-2 Radiated radio-frequency electromagnetic field immunity test - test level: 10 V/m level 3 (80 MHz...1 GHz) conforming to IEC 61000-4-3 Conducted RF disturbances - test level: 10 V level 3 (0.15...80 MHz) conforming to IEC 61000-4-6 Fast transient bursts - test level: 2 kV level 3 (direct contact) conforming to IEC 61000-4-4 Immunity to microbreaks and voltage drops - test level: 30 % (500 ms) conforming to IEC 61000-4-11 Immunity to microbreaks and voltage drops - test level: 100 % (20 ms) conforming to IEC 61000-4-11
| fire resistance | 850 °C conforming to IEC 60695-2-1 850 °C conforming to UL
| immunity to microbreaks | 10 ms 10 ms during time delay 2 ms after time delay 10 ms during time delay 2 ms after time delay
| non-dissipating shock wave | 4 kV 4 kV conforming to IEC 60255-5 4 kV conforming to IEC 60664-1 4 kV conforming to IEC 61000-4-5 4 kV conforming to IEC 60255-5 4 kV conforming to IEC 60664-1 4 kV conforming to IEC 61000-4-5
| pollution degree | 3 conforming to IEC 60664-1 3 conforming to IEC 60664-1 3 conforming to IEC 60664-1 3 conforming to IEC 60664-1 3 conforming to IEC 60664-1 2 conforming to IEC 60664-1
| product certifications | GL C-Tick GOST UL CSA GOST CSA GL C-Tick UL GOST C-Tick CSA UL GL CE CCC GL China RoHS UL RCM EAC CSA CSA CCC RCM China RoHS CE GL UL EAC CSA GL UL CSA UL CSA UL USSR EDF ASE BV CSA ASE EDF USSR BV CSA CSA UL GOST CSA UL GOST GOST CSA UL CSA GOST UL UL CSA GOST GOST UL CSA
| protective treatment | TC TC TC TC
| relative humidity | 95 % at 55 °C conforming to IEC 60068-2-30 95 % at 55 °C conforming to IEC 60068-2-30 95 % at 55 °C conforming to IEC 60068-2-30 95 % at 25…55 °C 95 % at 25…55 °C
| resistance to electrostatic discharge | 6 kV (in contact) conforming to IEC 61000-4-2 level 3 8 kV (in air) conforming to IEC 61000-4-2 level 3
| resistance to fast transients | 1 kV (on input-output) conforming to IEC 61000-4-4 2 kV (on power supply) conforming to IEC 61000-4-4
| shock resistance | 15 gn for 11 ms conforming to IEC 60255-21-1 15 gn for 11 ms conforming to IEC 60255-21-1 15 gn for 11 ms conforming to IEC 60255-21-1 15 gn not operating for 11 ms conforming to IEC 60068-2-27 5 gn in operation for 11 ms conforming to IEC 60068-2-27 15 gn not operating for 11 ms conforming to IEC 60068-2-27 5 gn in operation for 11 ms conforming to IEC 60068-2-27 50 gn for 11 ms conforming to IEC 60068-2-27 50 gn for 11 ms conforming to NF C 20-608 50 gn for 11 ms conforming to NF C 20-608 10 gn (duration = 11 ms) for not operating conforming to EN/IEC 60068-2-27 5 gn (duration = 11 ms) for in operation conforming to EN/IEC 60068-2-27 10 gn (duration = 11 ms) for not operating conforming to EN/IEC 60068-2-27 5 gn (duration = 11 ms) for in operation conforming to EN/IEC 60068-2-27 10 gn (duration = 11 ms) for not operating conforming to EN/IEC 60068-2-27 5 gn (duration = 11 ms) for in operation conforming to EN/IEC 60068-2-27 10 gn (duration = 11 ms) for not operating conforming to EN/IEC 60068-2-27 5 gn (duration = 11 ms) for in operation conforming to EN/IEC 60068-2-27 10 gn (duration = 11 ms) for not operating conforming to EN/IEC 60068-2-27 5 gn (duration = 11 ms) for in operation conforming to EN/IEC 60068-2-27 10 gn (duration = 11 ms) for not operating conforming to EN/IEC 60068-2-27 5 gn (duration = 11 ms) for in operation conforming to EN/IEC 60068-2-27
| standards | EN/IEC 60255-6 EN/IEC 60255-1 EN/IEC 60255-1 UL 508 IEC 61812-1 UL 508 IEC 61812-1 IEC 60584-1 IEC 60947-1 EN/IEC 60947-5-1 EN/IEC 60947-5-1 IEC 60255 NF C 45-250 VDE 0435 IEC 60255 NF C 45-250 VDE 0435 CSA C22.2 No 14 UL 508 EN/IEC 61810-1 CSA C22.2 No 14 EN/IEC 61810-1 UL 508 UL 508 CSA C22.2 No 14 EN/IEC 61810-1 CSA C22.2 No 14 UL 508 EN/IEC 61810-1 CSA C22.2 No 14 EN/IEC 61810-1 UL 508 EN/IEC 61810-1 CSA C22.2 No 14 UL 508
| vibration resistance | 0.35 mm (f= 5…57.6 Hz) conforming to IEC 60068-2-6 1 gn (f= 57.6…150 Hz) conforming to IEC 60255-21-1 0.35 mm (f= 5…57.6 Hz) conforming to IEC 60068-2-6 1 gn (f= 57.6…150 Hz) conforming to IEC 60255-21-1 0.35 mm (f= 5…57.6 Hz) conforming to IEC 60068-2-6 1 gn (f= 57.6…150 Hz) conforming to IEC 60255-21-1 20 m/s² (f= 10…150 Hz) conforming to IEC 60068-2-6 20 m/s² (f= 10…150 Hz) conforming to IEC 60068-2-6 5 gn (f= 10…100 Hz) conforming to IEC 60068-2-6 6 gn (f= 10…55 Hz) conforming to IEC 60068-2-6 6 gn (f= 10…55 Hz) conforming to NF C 20-616 6 gn (f= 10…55 Hz) conforming to IEC 60068-2-6 6 gn (f= 10…55 Hz) conforming to NF C 20-616 +/- 1 mm (f= 10…55 Hz) conforming to EN/IEC 60068-2-6 +/- 1 mm (f= 10…55 Hz) conforming to EN/IEC 60068-2-6 +/- 1 mm (f= 10…55 Hz) conforming to EN/IEC 60068-2-6 +/- 1 mm (f= 10…55 Hz) conforming to EN/IEC 60068-2-6 +/- 1 mm (f= 10…55 Hz) conforming to EN/IEC 60068-2-6 +/- 1 mm (f= 10…55 Hz) conforming to EN/IEC 60068-2-6
Main | [Ithe] conventional enclosed thermal current | 1 A 40 °C 5 A 40 °C 16 A at -40…40 °C 16 A at -40…40 °C 8 A at -40…40 °C 8 A at -40…40 °C 8 A at -40…40 °C 8 A at -40…40 °C
| [Uc] control circuit voltage | 24 V AC/DC 50/60 Hz 27 V AC/DC 50/60 Hz 220 V AC 60 V DC 230 V AC 6 V DC 240 V AC 220 V AC
| [Us] rated supply voltage | <= 230 V <= 230 V
| analogue input type | Thermocouple 0...300 °C/32...572 °F thermocouple J conforming to IEC 60584
| analogue output type | Current 0...20 mA <= 500 Ohm Current 4...20 mA <= 500 Ohm Voltage 0...10 V >= 100 kOhm
| beacon or indicator bank unit type | Base unit direct fixing Illuminated unit Base unit direct fixing Illuminated unit
| bulb type | Incandescent with BA 15d base Incandescent with BA 15d base
| coil interference suppression | With With
| component name | XVDLS XVDLS
| contact operation | Low level Standard Standard Standard Standard Standard Standard Standard
| contacts type and composition | 4 C/O 4 C/O 1 C/O 1 C/O 2 C/O 2 C/O 2 C/O 2 C/O
| control type | Selector switch Selector switch Without push-button
| device short name | RE22 RE22 RHT RHT RSB RSB RSB RSB RSB RSB
| discrete output type | Relay Relay
| light source | Bulb not included, clear Bulb not included, yellow
| material | Glass reinforced polyamide: base unit Polycarbonate: illuminated unit Glass reinforced polyamide: base unit Polycarbonate: illuminated unit
| maximum power consumption in VA | 3 VA
| maximum power dissipation in W | 5 W 5 W
| measurement range | 2...20 A current 208...480 V voltage AC 208...480 V voltage AC
| minimum switching current | 10 mA at 5 V DC
| mounting diameter | 45 mm 45 mm
| nominal output current | 8 A 8 A
| product or component type | Modular measurement and control relays Modular measurement and control relays Modular measurement and control relays Modular timing relay Modular timing relay Converter for thermocouples Complete miniature beacon Complete miniature beacon Plug-in relay Timing relay Timing relay Plug-in relay Plug-in relay Plug-in relay Plug-in relay Plug-in relay Plug-in relay Plug-in relay
| product specific application | For 3-phase supply For 3-phase supply
| range of product | Zelio Control Zelio Control Zelio Control Zelio Time Zelio Time Zelio Analog Harmony XVD Optimum Harmony XVD Optimum Zelio Relay Zelio Relay Zelio Relay Zelio Relay Zelio Relay Zelio Relay Zelio Relay Zelio Relay
| relay monitored parameters | Overcurrent detection Asymmetry Phase sequence Phase failure detection Undervoltage and overvoltage in window mode Asymmetry Phase sequence Phase failure detection
| relay name | RM17JC RM17TA RM17TE
| relay type | Current control relay Multifunction control relay Multifunction control relay
| series name | Interface relay Interface relay Interface relay Interface relay Interface relay Interface relay
| signalling type | Steady Steady
| status LED | With With Without Without Without Without Without Without
| switching capacity in VA | 1250 VA 1250 VA 1250 VA
| time delay | Without Adjustable 0.1...10 s, +/- 10 % of the full scale value Adjustable 0.1...10 s, +/- 10 % of the full scale value
| time delay range | 15...300 s 0.2...3 s 1.5...30 s 0.2...3 s 15...300 s 1.5...30 s
| time delay type | On-delay On-delay
| utilisation category | AC-12 conforming to IEC 60947-5-1 AC-13 conforming to IEC 60947-5-1 AC-14 conforming to IEC 60947-5-1 AC-15 conforming to IEC 60947-5-1 DC-12 conforming to IEC 60947-5-1 DC-13 conforming to IEC 60947-5-1 DC-14 conforming to IEC 60947-5-1
Offer Sustainability | China RoHS Regulation | China RoHS declaration China RoHS declaration China RoHS declaration China RoHS declaration China RoHS declaration China RoHS declaration China RoHS declaration China RoHS declaration China RoHS declaration China RoHS declaration China RoHS declaration China RoHS declaration
| Circularity Profile | End of Life Information End of Life Information End of Life Information End of Life Information End of Life Information End of Life Information
| EU RoHS Directive | Pro-active compliance (Product out of EU RoHS legal scope) EU RoHS Declaration Pro-active compliance (Product out of EU RoHS legal scope) EU RoHS Declaration Pro-active compliance (Product out of EU RoHS legal scope) EU RoHS Declaration Pro-active compliance (Product out of EU RoHS legal scope) EU RoHS Declaration Pro-active compliance (Product out of EU RoHS legal scope) EU RoHS Declaration Pro-active compliance (Product out of EU RoHS legal scope) EU RoHS Declaration Pro-active compliance (Product out of EU RoHS legal scope) EU RoHS Declaration Pro-active compliance (Product out of EU RoHS legal scope) EU RoHS Declaration Pro-active compliance (Product out of EU RoHS legal scope) EU RoHS Declaration Pro-active compliance (Product out of EU RoHS legal scope) EU RoHS Declaration Pro-active compliance (Product out of EU RoHS legal scope) EU RoHS Declaration Pro-active compliance (Product out of EU RoHS legal scope) EU RoHS Declaration
| Environmental Disclosure | Product Environmental Profile Product Environmental Profile Product Environmental Profile Product Environmental Profile Product Environmental Profile Product Environmental Profile Product Environmental Profile Product Environmental Profile Product Environmental Profile Product Environmental Profile Product Environmental Profile Product Environmental Profile
| Mercury free | Yes Yes Yes Yes Yes Yes Yes Yes Yes Yes Yes Yes
| REACh Regulation | REACh Declaration REACh Declaration REACh Declaration REACh Declaration REACh Declaration REACh Declaration REACh Declaration REACh Declaration
| REACh free of SVHC | Yes Yes Yes Yes
| RoHS exemption information | Yes Yes Yes Yes Yes Yes Yes Yes Yes Yes Yes Yes
| Sustainable offer status | Green Premium product Green Premium product Green Premium product Green Premium product Green Premium product Green Premium product Green Premium product Green Premium product Green Premium product Green Premium product Green Premium product Green Premium product
| Toxic heavy metal free | Yes Yes Yes Yes
| WEEE | The product must be disposed on European Union markets following specific waste collection and never end up in rubbish bins The product must be disposed on European Union markets following specific waste collection and never end up in rubbish bins The product must be disposed on European Union markets following specific waste collection and never end up in rubbish bins The product must be disposed on European Union markets following specific waste collection and never end up in rubbish bins The product must be disposed on European Union markets following specific waste collection and never end up in rubbish bins The product must be disposed on European Union markets following specific waste collection and never end up in rubbish bins The product must be disposed on European Union markets following specific waste collection and never end up in rubbish bins The product must be disposed on European Union markets following specific waste collection and never end up in rubbish bins The product must be disposed on European Union markets following specific waste collection and never end up in rubbish bins The product must be disposed on European Union markets following specific waste collection and never end up in rubbish bins
Packing Units | Package 1 Height | 0.270 dm
| Package 1 Length | 0.850 dm
| Package 1 Weight | 0.101 kg 0.100 kg
| Package 1 width | 0.820 dm