| product or component type | [80 empty] | Modular timing relay | Modular timing relay | Modular timing relay | Modular timing relay | Modular timing relay | Modular timing relay | Modular timing relay | Modular timing relay | Modular timing relay | Modular timing relay | Modular timing relay | Modular timing relay | Modular timing relay | Modular timing relay | Modular timing relay | Modular timing relay | Modular timing relay | Modular timing relay | Modular timing relay | Modular timing relay | Modular timing relay Modular timing relay | Modular timing relay | Modular timing relay | Modular timing relay | Modular timing relay | Modular timing relay | Modular timing relay | Modular timing relay | Modular timing relay | Modular timing relay | Modular timing relay | Modular timing relay | Modular timing relay | Modular timing relay | Modular timing relay | Modular timing relay | Modular timing relay | Modular timing relay | Modular timing relay | Modular timing relay | Modular timing relay | Modular timing relay | Modular timing relay | Modular timing relay | Modular timing relay | Modular timing relay | Modular timing relay | Modular timing relay | Electronic timing relay | Electronic timing relay | Electronic timing relay | Electronic timing relay | Industrial timing relay | Industrial timing relay | Industrial timing relay | Industrial timing relay | Industrial timing relay | Industrial timing relay | Industrial timing relay | Industrial timing relay | Optimum industrial timing relay | Optimum industrial timing relay | Optimum industrial timing relay | Modular timing relay | Miniature timing relay | Miniature timing relay | Miniature timing relay | Miniature timing relay | Miniature timing relay | Miniature timing relay | Miniature timing relay | Miniature timing relay | Miniature timing relay | Miniature timing relay | Timing relay Plug-in relay | Timing relay Plug-in relay | Plug-in relay Timing relay | Plug-in relay Timing relay | Timing relay Plug-in relay | Timing relay Plug-in relay | Timing relay Plug-in relay | Plug-in relay Timing relay | Timing relay Plug-in relay | Timing relay Plug-in relay | Plug-in relay Timing relay | Timing relay Plug-in relay | Timing relay Plug-in relay | Timing relay Plug-in relay | Timing relay Plug-in relay | Timing relay Plug-in relay | Plug-in relay Timing relay | Plug-in relay Timing relay | Plug-in relay Timing relay | Timing relay Plug-in relay | Timing relay Plug-in relay | Plug-in relay Timing relay | Plug-in relay Timing relay | Plug-in relay Timing relay | Plug-in relay Timing relay | Timing relay Plug-in relay | Plug-in relay Timing relay | Plug-in relay Timing relay | Timing relay Plug-in relay | Timing relay Plug-in relay | Timing relay Plug-in relay | Plug-in relay Timing relay | Timing relay Plug-in relay | Plug-in relay Timing relay | Plug-in relay Timing relay | Plug-in relay Timing relay | Timing relay Plug-in relay | Plug-in relay Timing relay | Modular measurement and control relays | Modular measurement and control relays | Modular measurement and control relays | Modular measurement and control relays | Modular measurement and control relays | Modular measurement and control relays | Modular measurement and control relays | Modular measurement and control relays | Modular measurement and control relays | Modular measurement and control relays | Modular measurement and control relays | Modular measurement and control relays | Modular measurement and control relays | Modular measurement and control relays | Modular measurement and control relays | Modular measurement and control relays | Modular measurement and control relays | Modular measurement and control relays | Modular measurement and control relays | Modular measurement and control relays | Modular measurement and control relays | Modular measurement and control relays | Modular measurement and control relays | Modular measurement and control relays | Modular measurement and control relays | Modular measurement and control relays | Modular measurement and control relays | Modular measurement and control relays | Modular measurement and control relays | Modular measurement and control relays | Modular measurement and control relays | Modular measurement and control relays | Modular measurement and control relays | Modular measurement and control relays | Modular measurement and control relays | Modular measurement and control relays | Modular measurement and control relays | Modular measurement and control relays | Modular measurement and control relays | Modular measurement and control relays | Modular measurement and control relays | Modular measurement and control relays | Modular measurement and control relays | Modular measurement and control relays | Modular measurement and control relays | Modular measurement and control relays | Modular measurement and control relays | Modular measurement and control relays | Modular measurement and control relays | Modular measurement and control relays | Modular measurement and control relays | Modular measurement and control relays | Modular measurement and control relays | Modular measurement and control relays | Industrial measurement and control relays | Industrial measurement and control relays | Industrial measurement and control relays | Industrial measurement and control relays | Industrial measurement and control relays | Industrial measurement and control relays | Industrial measurement and control relays | Industrial measurement and control relays | Industrial measurement and control relays | Industrial measurement and control relays | Industrial measurement and control relays | Industrial measurement and control relays | Industrial measurement and control relays | Industrial measurement and control relays | Industrial measurement and control relays | Industrial measurement and control relays | Industrial measurement and control relays | Industrial measurement and control relays | Industrial measurement and control relays | Industrial measurement and control relays | Industrial measurement and control relays | Industrial measurement and control relays | Industrial measurement and control relays | Industrial measurement and control relays | Industrial measurement and control relays | Industrial measurement and control relays | Industrial measurement and control relays | Industrial measurement and control relays | Industrial measurement and control relays | Industrial measurement and control relays | Industrial measurement and control relays | Industrial measurement and control relays | Industrial measurement and control relays | Industrial measurement and control relays | Industrial measurement and control relays | Industrial measurement and control relays | Industrial measurement and control relays | Industrial measurement and control relays | Industrial measurement and control relays | Industrial measurement and control relays | Industrial measurement and control relays | Industrial measurement and control relays | Industrial measurement and control relays | Industrial measurement and control relays | Industrial measurement and control relays | Industrial measurement and control relays | Industrial measurement and control relays | Industrial measurement and control relays | Industrial measurement and control relays | Industrial measurement and control relays | Industrial measurement and control relays | Industrial measurement and control relays | Industrial measurement and control relays | Industrial measurement and control relays | Industrial measurement and control relays | Voltage/current converter | Voltage/current converter | Voltage/current converter | Voltage/current converter | Monitoring relay | Converter for Universal Pt100 probes | Converter for Optimum Pt100 probes | Converter for Universal Pt100 probes | Converter for Optimum Pt100 probes | Converter for Universal Pt100 probes | Converter for Optimum Pt100 probes | Converter for Universal Pt100 probes | Converter for Optimum Pt100 probes | Converter for Optimum Pt100 probes | Converter for thermocouples | Converter for thermocouples | Converter for thermocouples | Converter for thermocouples | Converter for thermocouples | Plug-in relay | Plug-in relay | Plug-in relay | Plug-in relay | Plug-in relay | Plug-in relay | Plug-in relay | Plug-in relay | Plug-in relay | Plug-in relay | Plug-in relay | Plug-in relay | Plug-in relay | Plug-in relay | Plug-in relay | Plug-in relay | Plug-in relay | Plug-in relay | Plug-in relay | Plug-in relay | Plug-in relay | Plug-in relay | Plug-in relay | Plug-in relay | Plug-in relay | Plug-in relay | Plug-in relay | Plug-in relay | Plug-in relay | Plug-in relay | Plug-in relay | Plug-in relay | Plug-in relay | Plug-in relay | Plug-in relay | Plug-in relay | Plug-in relay | Plug-in relay | Plug-in relay | Plug-in relay | Plug-in relay | Plug-in relay | Plug-in relay | Plug-in relay | Plug-in relay | Plug-in relay | Plug-in relay | Plug-in relay | Plug-in relay | Plug-in relay | Plug-in relay | Plug-in relay | Plug-in relay | Plug-in relay | Plug-in relay | Plug-in relay | Plug-in relay | Plug-in relay | Plug-in relay | Plug-in relay | Plug-in relay | Plug-in relay | Plug-in relay | Plug-in relay | Plug-in relay | Plug-in relay | Plug-in relay | Plug-in relay | Plug-in relay | Plug-in relay | Plug-in relay | Plug-in relay | Plug-in relay | Plug-in relay | Plug-in relay | Plug-in relay | Plug-in relay | Plug-in relay | Plug-in relay | Plug-in relay | Plug-in relay | Plug-in relay | Plug-in relay | Plug-in relay | Plug-in relay | Plug-in relay | Plug-in relay | Plug-in relay | Plug-in relay | Plug-in relay | Base unit | Base unit with cover | Base unit with cover | Base unit with cover | Indicator bank | Indicator bank | Indicator bank | Indicator bank | Indicator bank | Indicator bank | Indicator bank | Indicator bank | Indicator bank | Indicator bank | Indicator bank | Indicator bank | Indicator bank | Indicator bank | Indicator bank | Indicator bank | Indicator bank | Indicator bank | Indicator bank | Indicator bank | Indicator bank | Indicator bank | Indicator bank | Indicator bank | Indicator bank | Indicator bank | Indicator bank | Indicator bank | Indicator bank | Indicator bank | Indicator bank | Indicator bank | Indicator bank | Indicator bank | Indicator bank | Indicator bank | Indicator bank | Indicator bank | Indicator bank | Complete beacon | Complete beacon | Complete beacon | Complete beacon | Complete beacon | Complete beacon | Complete beacon | Complete beacon | Complete beacon | Complete beacon | Complete beacon | Complete beacon | Complete beacon | Complete beacon | Complete beacon | Complete beacon | Complete beacon | Complete beacon | Complete beacon | Complete beacon | Complete beacon | Complete beacon | Complete beacon | Complete beacon | Complete beacon | Complete beacon | Complete beacon | Complete beacon | Complete beacon | Complete beacon | Complete beacon | Complete beacon | Complete beacon | Complete beacon | Complete beacon | Complete beacon | Complete beacon | Complete beacon | Complete beacon | Complete beacon | Complete beacon | Complete beacon | Complete beacon | Complete beacon | Complete beacon | Complete beacon | Complete beacon | Complete beacon | Complete beacon | Complete beacon | Complete beacon | Complete beacon | Complete beacon | Complete beacon | Complete beacon | Complete beacon | Complete beacon | Complete beacon | Complete beacon | Complete beacon | Complete beacon | Complete beacon | Complete beacon | Complete beacon | Complete beacon | Complete beacon | Complete beacon | Complete beacon | Complete beacon | Complete beacon | Complete beacon | Complete beacon | Complete beacon | Complete beacon | Complete beacon | Complete beacon | Complete beacon | Complete beacon | Complete beacon | Complete beacon | Complete beacon | Complete beacon | Complete beacon | Complete beacon | Complete beacon | Complete beacon | Complete beacon | Complete beacon | Complete beacon | Complete beacon | Complete pre-cabled indicator bank | Complete pre-cabled indicator bank | Complete pre-cabled indicator bank | Complete pre-cabled indicator bank | Complete pre-cabled indicator bank | Complete pre-cabled indicator bank | Complete pre-cabled indicator bank | Complete pre-cabled indicator bank | Complete pre-cabled indicator bank | Complete pre-cabled indicator bank | Complete pre-cabled indicator bank | Complete pre-cabled beacon | Complete pre-cabled beacon | Complete pre-cabled indicator bank | Beacon | Beacon | Beacon | Beacon | Beacon | Beacon | Beacon | Beacon | Beacon | Beacon | Beacon | Beacon | Beacon | Beacon | Beacon | Beacon | Beacon | Beacon | Beacon | Beacon | Beacon | Beacon | Beacon | Beacon | Beacon | Beacon | Beacon | Beacon | Complete miniature beacon Complete miniature beacon | Complete miniature beacon Complete miniature beacon | Complete miniature beacon Complete miniature beacon | Complete miniature beacon Complete miniature beacon | Complete miniature beacon Complete miniature beacon | Complete miniature beacon Complete miniature beacon | Complete miniature beacon Complete miniature beacon | Complete miniature beacon Complete miniature beacon | Complete miniature beacon Complete miniature beacon | Complete miniature beacon Complete miniature beacon | Complete miniature beacon Complete miniature beacon | Complete miniature beacon Complete miniature beacon | Complete miniature beacon Complete miniature beacon | Complete miniature beacon Complete miniature beacon | Complete miniature beacon Complete miniature beacon | Complete miniature beacon Complete miniature beacon | Complete miniature beacon Complete miniature beacon | Complete miniature beacon Complete miniature beacon | Complete miniature beacon Complete miniature beacon | Complete miniature beacon Complete miniature beacon | Complete miniature beacon Complete miniature beacon | Complete miniature beacon Complete miniature beacon | Complete miniature beacon Complete miniature beacon | Complete miniature beacon Complete miniature beacon | Complete pre-cabled indicator bank | Complete pre-cabled indicator bank | Complete pre-cabled indicator bank | Complete pre-cabled indicator bank | Complete pre-cabled beacon | Complete pre-cabled beacon | Complete illuminated beacon | Complete illuminated beacon | Complete illuminated beacon | Complete illuminated beacon | Complete illuminated beacon | Complete illuminated beacon | Complete illuminated beacon | Complete illuminated beacon | Complete illuminated beacon | Complete illuminated beacon | Complete illuminated beacon | Complete illuminated beacon | Complete illuminated beacon | Complete illuminated beacon | Complete illuminated beacon | Complete illuminated beacon | Complete illuminated beacon | Complete illuminated beacon | Complete illuminated beacon | Complete illuminated beacon | Complete illuminated beacon | Complete illuminated beacon | Complete illuminated beacon | Complete illuminated beacon | Complete illuminated beacon | Complete illuminated beacon | Complete illuminated beacon | Complete illuminated beacon | Complete illuminated beacon | Complete illuminated beacon | Complete illuminated beacon | Complete illuminated beacon | Complete illuminated beacon | Complete illuminated beacon | Complete illuminated beacon | Pre-assembled and pre-cabled indicator bank | Pre-assembled and pre-cabled indicator bank | Pre-assembled and pre-cabled indicator bank | Pre-assembled and pre-cabled indicator bank | Pre-assembled and pre-cabled indicator bank | Pre-assembled and pre-cabled indicator bank | Pre-assembled and pre-cabled indicator bank | Pre-assembled and pre-cabled indicator bank | Pre-assembled and pre-cabled indicator bank | Pre-assembled and pre-cabled indicator bank | Base unit with cover | Base unit with cover | Base unit with cover | Base unit with cover | Pre-assembled and pre-cabled indicator bank | Pre-assembled and pre-cabled indicator bank | Pre-assembled and pre-cabled indicator bank | Pre-assembled and pre-cabled indicator bank | Pre-assembled and pre-cabled indicator bank | Pre-assembled and pre-cabled indicator bank | Pre-assembled and pre-cabled indicator bank | Pre-assembled and pre-cabled indicator bank | Pre-assembled and pre-cabled indicator bank | Pre-assembled and pre-cabled indicator bank | Pre-assembled and pre-cabled indicator bank | Pre-assembled and pre-cabled indicator bank | Pre-assembled and pre-cabled indicator bank | Pre-assembled and pre-cabled indicator bank | Pre-assembled and pre-cabled indicator bank | Pre-assembled and pre-cabled indicator bank | Pre-assembled and pre-cabled indicator bank | Pre-assembled and pre-cabled indicator bank | Beacon | Beacon | Beacon | Beacon | Beacon | Beacon | Beacon | Siren | Siren | Siren | Multisound siren | Multisound siren | Multisound siren | Electronic alarm | Electronic alarm | Electronic alarm | Electronic alarm | Electronic alarm | Electronic alarm | Electronic alarm | Electronic alarm | Editable electronic alarm | Editable electronic alarm | Editable electronic alarm | Editable electronic alarm | Editable electronic alarm | Editable electronic alarm | Editable electronic alarm | Editable electronic alarm
| product specific application | [193 empty] | For 3-phase supply | For 3-phase supply | For 3-phase supply | For 3-phase supply | For 3-phase supply | For 3-phase supply | For single-phase and DC supply | For single-phase and DC supply | For single-phase | For single-phase and DC supply | For 3-phase supply | For single-phase and DC supply | For single-phase and DC supply | [20 empty] | For elevator machine rooms and 3-phase supplies | For elevator machine rooms and 3-phase supplies | For elevator machine rooms and 3-phase supplies | For 3-phase and single-phase pump | [8 empty] | For 3-phase supply | For 3-phase supply | For 3-phase supply |  |  |  | For 3-phase supply | For 3-phase supply | [20 empty] | For 3-phase supply | For 3-phase supply | For 3-phase supply | For 3-phase supply | For 3-phase supply | For 3-phase supply | For 3-phase supply | For 3-phase supply | For 3-phase supply | For 3-phase supply | For 3-phase supply | For 3-phase supply
| range compatibility | Harmony XVD Harmony XVB Harmony XVP | Harmony XVB Harmony XVD Harmony XVP | Harmony XVP Harmony XVD Harmony XVB | Harmony XVD Harmony XVP Harmony XVB | Harmony XVB Harmony XVP Harmony XVD | Harmony XVP Harmony XVB Harmony XVD | Harmony XVD Harmony XVB Harmony XVP | Harmony XVD Harmony XVB Harmony XVP | Harmony XVD Harmony XVB Harmony XVP | Harmony XVB Harmony XVD Harmony XVP | Harmony XVD Harmony XVB Harmony XVP | Harmony XVP Harmony XVB Harmony XVD | Harmony XVD Harmony XVB Harmony XVP | Harmony XVD Harmony XVB Harmony XVP | Harmony XVB Harmony XVD Harmony XVP | Harmony XVD Harmony XVB Harmony XVP | Harmony XVP Harmony XVB Harmony XVD | Harmony XVP Harmony XVB Harmony XVD | Harmony XVP Harmony XVB Harmony XVD | Harmony XVP | Harmony XVP Harmony XVB Harmony XVD | Harmony XVB Harmony XVP Harmony XVD | Harmony XVP | Harmony XVD Harmony XVB Harmony XVP | Harmony XVB Harmony XVD Harmony XVP | Harmony XVP | Harmony XVD Harmony XVB Harmony XVP | Harmony XVD Harmony XVP Harmony XVB | Harmony XVP Harmony XVB Harmony XVD | Harmony XVB Harmony XVD Harmony XVP | Harmony XVD Harmony XVB Harmony XVP | Harmony XVD Harmony XVB Harmony XVP | Harmony XVP Harmony XVB Harmony XVD | Harmony XVD Harmony XVB Harmony XVP | Harmony XVB Harmony XVP Harmony XVD | Harmony XVD Harmony XVB Harmony XVP | Harmony XVB Harmony XVP Harmony XVD | Harmony XVP Harmony XVD Harmony XVB | Harmony XVD Harmony XVP Harmony XVB | Harmony XVD Harmony XVB Harmony XVP | Harmony XVB Harmony XVP Harmony XVD | Harmony XVB Harmony XVP Harmony XVD | Harmony XVP Harmony XVB Harmony XVD | Harmony XVP Harmony XVB Harmony XVD | Harmony XVM Optimum | Harmony XVM Optimum | Harmony XVM Optimum | Harmony XVM Optimum | Harmony XVM Optimum | Harmony XVM Optimum | Harmony XVM Optimum | Harmony XVM Optimum | Harmony XVM Optimum | Harmony XVM Optimum | Harmony XVM Optimum | Harmony XVM Optimum | Harmony XVM Optimum | Harmony XVM Optimum | Harmony XVM Optimum | Harmony XVM Optimum | Harmony XVM Optimum | Harmony XVM Optimum | Harmony XVM Optimum | Harmony XVM Optimum | Harmony XVM Optimum | Harmony XVM Optimum | Harmony XVM Optimum | Harmony XVM Optimum | Harmony XVM Optimum | Harmony XVM Optimum | Harmony XVM Optimum | Harmony XVM Optimum | Harmony XVM Optimum | Harmony XVM Optimum | Harmony XVM Optimum | Harmony XVM Optimum | Harmony XVM Optimum | Harmony XVM Optimum | Harmony XVM Optimum | Harmony XVM Optimum
| range of product | [80 empty] | Zelio Time | Zelio Time | Zelio Time | Zelio Time | Zelio Time | Zelio Time | Zelio Time | Zelio Time | Zelio Time | Zelio Time | Zelio Time | Zelio Time | Zelio Time | Zelio Time | Zelio Time | Zelio Time | Zelio Time | Zelio Time | Zelio Time | Zelio Time | Zelio Time Zelio Time | Zelio Time | Zelio Time | Zelio Time | Zelio Time | Zelio Time | Zelio Time | Zelio Time | Zelio Time | Zelio Time | Zelio Time | Zelio Time | Zelio Time | Zelio Time | Zelio Time | Zelio Time | Zelio Time | Zelio Time | Zelio Time | Zelio Time | Zelio Time | Zelio Time | Zelio Time | Zelio Time | Zelio Time | Zelio Time | Zelio Time | Zelio Time | Zelio Time | Zelio Time | Zelio Time | Zelio Time | Zelio Time | Zelio Time | Zelio Time | Zelio Time | Zelio Time | Zelio Time | Zelio Time | Zelio Time | Zelio Time | Zelio Time | Zelio Time | Zelio Time | Zelio Time | Zelio Time | Zelio Time | Zelio Time | Zelio Time | Zelio Time | Zelio Time | Zelio Time | Zelio Time | Zelio Time | Zelio Relay | Zelio Relay | Zelio Relay | Zelio Relay | Zelio Relay | Zelio Relay | Zelio Relay | Zelio Relay | Zelio Relay | Harmony Relay | Zelio Relay | Zelio Relay | Zelio Relay | Zelio Relay | Zelio Relay | Zelio Relay | Zelio Relay | Zelio Relay | Zelio Relay | Zelio Relay | Zelio Relay | Zelio Relay | Zelio Relay | Zelio Relay | Zelio Relay | Zelio Relay | Zelio Relay | Zelio Relay | Zelio Relay | Zelio Relay | Zelio Relay | Zelio Relay | Zelio Relay | Zelio Relay | Zelio Relay | Zelio Relay | Zelio Relay | Zelio Relay | Zelio Control | Zelio Control | Zelio Control | Zelio Control | Zelio Control | Zelio Control | Zelio Control | Zelio Control | Zelio Control | Zelio Control | Zelio Control | Zelio Control | Zelio Control | Zelio Control | Zelio Control | Zelio Control | Zelio Control | Zelio Control | Zelio Control | Zelio Control | Zelio Control | Zelio Control | Zelio Control | Zelio Control | Zelio Control | Zelio Control | Zelio Control | Zelio Control | Zelio Control | Zelio Control | Zelio Control | Zelio Control | Zelio Control | Zelio Control | Zelio Control | Zelio Control | Zelio Control | Zelio Control | Zelio Control | Zelio Control | Zelio Control | Zelio Control | Zelio Control | Zelio Control | Zelio Control | Zelio Control | Zelio Control | Zelio Control | Zelio Control | Zelio Control | Zelio Control | Zelio Control | Zelio Control | Zelio Control | Zelio Control | Zelio Control | Zelio Control | Zelio Control | Zelio Control | Zelio Control | Zelio Control | Zelio Control | Zelio Control | Zelio Control | Zelio Control | Zelio Control | Zelio Control | Zelio Control | Zelio Control | Zelio Control | Zelio Control | Zelio Control | Zelio Control | Zelio Control | Zelio Control | Zelio Control | Zelio Control | Zelio Control | Zelio Control | Zelio Control | Zelio Control | Zelio Control | Zelio Control | Zelio Control | Zelio Control | Zelio Control | Zelio Control | Zelio Control | Zelio Control | Zelio Control | Zelio Control | Zelio Control | Zelio Control | Zelio Control | Zelio Control | Zelio Control | Zelio Control | Zelio Control | Zelio Control | Zelio Control | Zelio Control | Zelio Control | Zelio Control | Zelio Control | Zelio Control | Zelio Control | Zelio Control | Zelio Control | Zelio Control | Zelio Analog | Zelio Analog | Zelio Analog | Zelio Analog | Zelio Control | Zelio Analog | Zelio Analog | Zelio Analog | Zelio Analog | Zelio Analog | Zelio Analog | Zelio Analog | Zelio Analog | Zelio Analog | Zelio Analog | Zelio Analog | Zelio Analog | Zelio Analog | Zelio Analog | Zelio Relay | Zelio Relay | Zelio Relay | Zelio Relay | Zelio Relay | Zelio Relay | Zelio Relay | Zelio Relay | Zelio Relay | Zelio Relay | Zelio Relay | Zelio Relay | Zelio Relay | Zelio Relay | Zelio Relay | Zelio Relay | Zelio Relay | Zelio Relay | Zelio Relay | Zelio Relay | Harmony Relay | Zelio Relay | Zelio Relay | Zelio Relay | Zelio Relay | Zelio Relay | Zelio Relay | Zelio Relay | Zelio Relay | Zelio Relay | Zelio Relay | Zelio Relay | Zelio Relay | Zelio Relay | Zelio Relay | Zelio Relay | Zelio Relay | Zelio Relay | Zelio Relay | Zelio Relay | Zelio Relay | Zelio Relay | Zelio Relay | Zelio Relay | Zelio Relay | Zelio Relay | Zelio Relay | Zelio Relay | Zelio Relay | Zelio Relay | Zelio Relay | Zelio Relay | Zelio Relay | Zelio Relay | Zelio Relay | Zelio Relay | Zelio Relay | Zelio Relay | Zelio Relay | Zelio Relay | Zelio Relay | Zelio Relay | Zelio Relay | Zelio Relay | Harmony Relay | Zelio Relay | Zelio Relay | Zelio Relay | Harmony Relay | Zelio Relay | Zelio Relay | Zelio Relay | Zelio Relay | Zelio Relay | Zelio Relay | Zelio Relay | Zelio Relay | Zelio Relay | Zelio Relay | Zelio Relay | Zelio Relay | Zelio Relay | Zelio Relay | Zelio Relay | Zelio Relay | Zelio Relay | Zelio Relay | Zelio Relay | Zelio Relay | Zelio Relay | Harmony XVB Universal | Harmony XVB Universal | Harmony XVB Universal | Harmony XVB Universal | Harmony XVB Universal | Harmony XVB Universal | Harmony XVB Universal | Harmony XVB Universal | Harmony XVB Universal | Harmony XVB Universal | Harmony XVB Universal | Harmony XVB Universal | Harmony XVB Universal | Harmony XVB Universal | Harmony XVB Universal | Harmony XVB Universal | Harmony XVB Universal | Harmony XVB Universal | Harmony XVB Universal | Harmony XVB Universal | Harmony XVB Universal | Harmony XVB Universal | Harmony XVB Universal | Harmony XVB Universal | Harmony XVB Universal | Harmony XVB Universal | Harmony XVB Universal | Harmony XVB Universal | Harmony XVB Universal | Harmony XVB Universal | Harmony XVB Universal | Harmony XVB Universal | Harmony XVB Universal | Harmony XVB Universal | Harmony XVB Universal | Harmony XVB Universal | Harmony XVB Universal | Harmony XVB Universal | Harmony XVB Universal | Harmony XVB Universal | Harmony XVB Universal | Harmony XVB Universal | Harmony XVB Universal | Harmony XVB Universal | Harmony XVB Universal | Harmony XVB Universal | Harmony XVB Universal | Harmony XVB Universal | Harmony XVB Universal | Harmony XVB Universal | Harmony XVB Universal | Harmony XVB Universal | Harmony XVB Universal | Harmony XVB Universal | Harmony XVB Universal | Harmony XVB Universal | Harmony XVB Universal | Harmony XVB Universal | Harmony XVB Universal | Harmony XVB Universal | Harmony XVB Universal | Harmony XVB Universal | Harmony XVB Universal | Harmony XVB Universal | Harmony XVB Universal | Harmony XVB Universal | Harmony XVB Universal | Harmony XVB Universal | Harmony XVB Universal | Harmony XVB Universal | Harmony XVB Universal | Harmony XVB Universal | Harmony XVB Universal | Harmony XVB Universal | Harmony XVB Universal | Harmony XVB Universal | Harmony XVB Universal | Harmony XVB Universal | Harmony XVB Universal | Harmony XVB Universal | Harmony XVB Universal | Harmony XVB Universal | Harmony XVB Universal | Harmony XVB Universal | Harmony XVB Universal | Harmony XVB Universal | Harmony XVB Universal | Harmony XVB Universal | Harmony XVB Universal | Harmony XVB Universal | Harmony XVB Universal | Harmony XVB Universal | Harmony XVB Universal | Harmony XVB Universal | Harmony XVB Universal | Harmony XVB Universal | Harmony XVB Universal | Harmony XVB Universal | Harmony XVB Universal | Harmony XVB Universal | Harmony XVB Universal | Harmony XVB Universal | Harmony XVB Universal | Harmony XVB Universal | Harmony XVB Universal | Harmony XVB Universal | Harmony XVB Universal | Harmony XVB Universal | Harmony XVB Universal | Harmony XVB Universal | Harmony XVB Universal | Harmony XVB Universal | Harmony XVB Universal | Harmony XVB Universal | Harmony XVB Universal | Harmony XVB Universal | Harmony XVB Universal | Harmony XVB Universal | Harmony XVB Universal | Harmony XVB Universal | Harmony XVB Universal | Harmony XVB Universal | Harmony XVB Universal | Harmony XVB Universal | Harmony XVB Universal | Harmony XVB Universal | Harmony XVB Universal | Harmony XVB Universal | Harmony XVB Universal | Harmony XVB Universal | Harmony XVB Universal | Harmony XVB Universal | Harmony XVB Universal | Harmony XVD Application | Harmony XVD Application | Harmony XVD Application | Harmony XVD Application | Harmony XVD Application | Harmony XVD Application | Harmony XVD Application | Harmony XVD Application | Harmony XVD Application | Harmony XVD Application | Harmony XVD Application | Harmony XVD Application | Harmony XVD Application | Harmony XVD Application | Harmony XVD Application | Harmony XVD Application | Harmony XVD Application | Harmony XVD Application | Harmony XVD Application | Harmony XVD Application | Harmony XVD Application | Harmony XVD Application | Harmony XVD Application | Harmony XVD Application | Harmony XVD Application | Harmony XVD Application | Harmony XVD Application | Harmony XVD Application | Harmony XVD Application | Harmony XVD Application | Harmony XVD Application | Harmony XVD Application | Harmony XVD Application | Harmony XVD Application | Harmony XVD Application | Harmony XVD Application | Harmony XVD Application | Harmony XVD Application | Harmony XVD Application | Harmony XVD Application | Harmony XVD Application | Harmony XVD Application | Harmony XVD Optimum Harmony XVD Optimum | Harmony XVD Optimum Harmony XVD Optimum | Harmony XVD Optimum Harmony XVD Optimum | Harmony XVD Optimum Harmony XVD Optimum | Harmony XVD Optimum Harmony XVD Optimum | Harmony XVD Optimum Harmony XVD Optimum | Harmony XVD Optimum Harmony XVD Optimum | Harmony XVD Optimum Harmony XVD Optimum | Harmony XVD Optimum Harmony XVD Optimum | Harmony XVD Optimum Harmony XVD Optimum | Harmony XVD Optimum Harmony XVD Optimum | Harmony XVD Optimum Harmony XVD Optimum | Harmony XVD Optimum Harmony XVD Optimum | Harmony XVD Optimum Harmony XVD Optimum | Harmony XVD Optimum Harmony XVD Optimum | Harmony XVD Optimum Harmony XVD Optimum | Harmony XVD Optimum Harmony XVD Optimum | Harmony XVD Optimum Harmony XVD Optimum | Harmony XVD Optimum Harmony XVD Optimum | Harmony XVD Optimum Harmony XVD Optimum | Harmony XVD Optimum Harmony XVD Optimum | Harmony XVD Optimum Harmony XVD Optimum | Harmony XVD Optimum Harmony XVD Optimum | Harmony XVD Optimum Harmony XVD Optimum | Harmony XVD Application | Harmony XVD Application | Harmony XVD Application | Harmony XVD Application | Harmony XVD Application | Harmony XVD Application | Harmony XVE Optimum | Harmony XVE Optimum | Harmony XVE Optimum | Harmony XVE Optimum | Harmony XVE Optimum | Harmony XVE Optimum | Harmony XVE Optimum | Harmony XVE Optimum | Harmony XVE Optimum | Harmony XVE Optimum | Harmony XVE Optimum | Harmony XVE Optimum | Harmony XVE Optimum | Harmony XVE Optimum | Harmony XVE Optimum | Harmony XVE Optimum | Harmony XVE Optimum | Harmony XVE Optimum | Harmony XVE Optimum | Harmony XVE Optimum | Harmony XVE Optimum | Harmony XVE Optimum | Harmony XVE Optimum | Harmony XVE Optimum | Harmony XVE Optimum | Harmony XVE Optimum | Harmony XVE Optimum | Harmony XVE Optimum | Harmony XVE Optimum | Harmony XVE Optimum | Harmony XVE Optimum | Harmony XVE Optimum | Harmony XVE Optimum | Harmony XVE Optimum | Harmony XVE Optimum | Harmony XVM | Harmony XVM | Harmony XVM | Harmony XVM | Harmony XVM | Harmony XVM | Harmony XVM | Harmony XVM | Harmony XVM | Harmony XVM | Harmony XVM | Harmony XVM | Harmony XVM | Harmony XVM | Harmony XVM | Harmony XVM | Harmony XVM | Harmony XVM | Harmony XVM | Harmony XVM | Harmony XVM | Harmony XVM | Harmony XVM | Harmony XVM | Harmony XVM | Harmony XVM | Harmony XVM | Harmony XVM | Harmony XVM | Harmony XVM | Harmony XVM | Harmony XVM | Harmony XVR | Harmony XVR | Harmony XVR | Harmony XVR | Harmony XVR | Harmony XVR | Harmony XVR | Harmony XVS | Harmony XVS | Harmony XVS | Harmony XVS | Harmony XVS | Harmony XVS | Harmony XVS | Harmony XVS | Harmony XVS | Harmony XVS | Harmony XVS | Harmony XVS | Harmony XVS | Harmony XVS | Harmony XVS | Harmony XVS | Harmony XVS | Harmony XVS | Harmony XVS | Harmony XVS | Harmony XVS | Harmony XVS
| relay monitored parameters | [192 empty] | Overcurrent detection | Asymmetry Phase sequence Phase failure detection | Undervoltage and overvoltage in window mode Asymmetry Phase sequence Phase failure detection | Phase sequence Phase failure detection (2 or more phase cut) | Phase sequence Phase failure detection (2 or more phase cut) | Phase failure detection Phase sequence | Undervoltage detection Phase sequence Phase failure detection | Overvoltage or undervoltage detection Self-powered | Overvoltage or undervoltage detection Self-powered | Undervoltage detection Self-powered | Overvoltage or undervoltage detection Self-powered | Overvoltage and undervoltage between phases | Self-powered Overvoltage and undervoltage detection | Self-powered Overvoltage and undervoltage detection | Overcurrent detection | Overcurrent or undercurrent detection Overcurrent or undercurrent in window mode | Detection by resistive probes | Detection by resistive probes | Detection by resistive probes | Detection by resistive probes | Asymmetry Phase failure detection Phase sequence | Phase sequence Phase failure detection Asymmetry | Phase sequence Phase failure detection (2 or more phase cut) | Phase sequence Phase failure detection Overvoltage and undervoltage detection | Overvoltage and undervoltage detection Phase sequence Phase failure detection | Undervoltage detection Phase sequence Phase failure detection | Undervoltage detection Phase sequence Phase failure detection | Overvoltage detection | Overvoltage detection | Overvoltage detection | Undervoltage and overvoltage in window mode Overvoltage or undervoltage detection | Undervoltage and overvoltage in window mode Overvoltage or undervoltage detection | Undervoltage and overvoltage in window mode Overvoltage or undervoltage detection | Overvoltage and undervoltage detection | Undertemperature: -1...11°C Overtemperature: 34...46°C | Overtemperature: 34...46°C Undertemperature: -1...11°C | Phase sequence Phase failure detection Undertemperature: -1...11°C Overtemperature: 34...46°C | Overcurrent and undercurrent control Phase sequence on 3-phase supply Phase failure on 3-phase supply | Overfrequency and underfrequency 50 or 60 Hz | Overcurrent or undercurrent in window mode Overcurrent or undercurrent detection | Overcurrent or undercurrent in window mode Overcurrent or undercurrent detection | Overcurrent or undercurrent detection Overcurrent or undercurrent in window mode | Overcurrent or undercurrent detection | Detection by resistive probes | Detection by discrete sensors | Overspeed Underspeed | Undervoltage and overvoltage in window mode Phase sequence Phase failure detection Asymmetry | Phase failure detection Phase sequence Test/reset button Motor temperature via PTC probe Selection (with or without memory) | Phase sequence Motor temperature via PTC probe Phase failure detection | Overvoltage or undervoltage detection | Overvoltage or undervoltage detection | Overvoltage or undervoltage detection | Overvoltage and undervoltage between phases | Absence of neutral Overvoltage and undervoltage between phases Overvoltage and undervoltage between neutral | Overcurrent detection | Overcurrent detection | Overcurrent detection | Overcurrent or undercurrent detection | Overcurrent or undercurrent detection | Overcurrent or undercurrent detection | Overcurrent or undercurrent detection | Overcurrent or undercurrent detection | Overcurrent or undercurrent detection | Overcurrent or undercurrent detection | Overcurrent or undercurrent detection | Detection by resistive probes | Detection by resistive probes | Detection by resistive probes | Detection by resistive probes | Detection by resistive probes | Detection by resistive probes | Detection by resistive probes | Detection by resistive probes | Detection by resistive probes | Phase sequence Phase failure detection Asymmetry | Phase failure detection Phase sequence Asymmetry | Phase sequence Phase failure detection Asymmetry | Phase sequence Phase failure detection Asymmetry | Phase failure detection Phase sequence | Overvoltage and undervoltage detection Phase sequence Phase failure detection | Phase failure detection Phase sequence Overvoltage and undervoltage detection | Overvoltage and undervoltage detection Phase failure detection Phase sequence | Phase failure detection Overvoltage and undervoltage detection Phase sequence | Phase failure detection Phase sequence Overvoltage and undervoltage detection | Phase sequence Phase failure detection Undervoltage detection | Phase sequence Undervoltage detection Phase failure detection | Overvoltage or undervoltage detection | Overvoltage or undervoltage detection | Overvoltage or undervoltage detection | Overvoltage or undervoltage detection | Overvoltage or undervoltage detection | Overvoltage or undervoltage detection | Overvoltage or undervoltage detection | Overvoltage or undervoltage detection | Overvoltage or undervoltage detection | Overvoltage or undervoltage detection | Overvoltage or undervoltage detection | Overvoltage or undervoltage detection | Overvoltage or undervoltage detection | Overvoltage or undervoltage detection | Overvoltage or undervoltage detection | Overvoltage or undervoltage detection | Overvoltage or undervoltage detection | Overvoltage or undervoltage detection | Overvoltage or undervoltage detection | Overvoltage or undervoltage detection | Overvoltage or undervoltage detection | Overvoltage and undervoltage detection Self-powered | Self-powered Overvoltage and undervoltage detection |  |  |  |  | Phase sequence Phase failure detection Overvoltage detection Undervoltage detection Overfrequency and underfrequency Asymmetry
| relay name | [192 empty] | RM17JC | RM17TA | RM17TE | RM17TG | RM17TG | RM17TT | RM17TU | RM17UAS | RM17UAS | RM17UAS | RM17UAS | RM17UB3 | RM17UBE | RM17UBE | RM22JA | RM22JA | RM22L | RM22L | RM22L | RM22L | RM22TA | RM22TA | RM22TG | RM22TR | RM22TR | RM22TR | RM22TR | RM22UA | RM22UA | RM22UA | RM22UA | RM22UA | RM22UA | RM22UA | RM35AT | RM35AT | RM35AT | RM35BA | RM35HZ21FM | RM35JA | RM35JA | RM35JA | RM35JA | RM35L | RM35L | RM35S | RM35TF | RM35TM | RM35TM | RM35UA | RM35UA | RM35UA | RM35UB3 | RM35UB3 | RM4J | RM4J | RM4J | RM4J | RM4J | RM4J | RM4J | RM4J | RM4J | RM4J | RM4J | RM4-L | RM4-L | RM4-L | RM4-L | RM4-L | RM4-L | RM4-L | RM4-L | RM4-L | RM4-T | RM4-T | RM4-T | RM4-T | RM4-T | RM4-T | RM4-T | RM4-T | RM4-T | RM4-T | RM4-T | RM4-T | RM4U | RM4U | RM4U | RM4U | RM4U | RM4U | RM4U | RM4U | RM4U | RM4U | RM4U | RM4U | RM4U | RM4U | RM4U | RM4U | RM4U | RM4U | RM4U | RM4U | RM4U | RM4U | RM4U |  |  |  |  | RMNF22
| relay type | [192 empty] | Current control relay | Multifunction control relay | Multifunction control relay | Control relay | Control relay | Multifunction control relay | Multifunction control relay | Voltage control relay | Voltage control relay | Voltage control relay | Voltage control relay | Voltage control relay | Voltage control relay | Voltage control relay | Current control relay | Current control relay | Level control relay | Level control relay | Level control relay | Level control relay | Control relay | Control relay | Control relay | Control relay | Control relay | Control relay | Control relay | Voltage control relay | Voltage control relay | Voltage control relay | Voltage control relay | Voltage control relay | Voltage control relay | Voltage control relay | Temperature control relays | Temperature control relays | Temperature control relays | Pump control relays | Frequency control relays | Current control relay | Current control relay | Current control relay | Current control relay | Level control relay | Level control relay | Speed control relays | Multifunction control relay | Motor temperature control relay | Motor temperature control relay | Multifunction voltage control relay | Multifunction voltage control relay | Multifunction voltage control relay | Voltage control relay | Voltage control relay | Current measurement relay | Current measurement relay | Current measurement relay | Current measurement relay | Current measurement relay | Current measurement relay | Current measurement relay | Current measurement relay | Current measurement relay | Current measurement relay | Current measurement relay | Liquid level control relay | Liquid level control relay | Liquid level control relay | Liquid level control relay | Liquid level control relay | Liquid level control relay | Liquid level control relay | Liquid level control relay | Liquid level control relay | Control relay | Control relay | Control relay | Control relay | Control relay | Control relay | Control relay | Control relay | Control relay | Control relay | Control relay | Control relay | Voltage measurement relay | Voltage measurement relay | Voltage measurement relay | Voltage measurement relay | Voltage measurement relay | Voltage measurement relay | Voltage measurement relay | Voltage measurement relay | Voltage measurement relay | Voltage measurement relay | Voltage measurement relay | Voltage measurement relay | Voltage measurement relay | Voltage measurement relay | Voltage measurement relay | Voltage measurement relay | Voltage measurement relay | Voltage measurement relay | Voltage measurement relay | Voltage measurement relay | Voltage measurement relay | Voltage control relay | Voltage control relay |  |  |  |  | Control relay
| sale per indivisible quantity | 1 | 1 | 1 | 1 | 1 | 1 | 1 | 1 | 1 | 1 | 1 | 1 | 1 | 1 | 1 | 1 | 1 | 1 | 10 | 10 | 10 | 10 | 10 | 10 | 10 | 10 | 1 | 1 | 1 | 1 | 1 | 1 | 1 | 1 | 1 | 1 | 1 | 1 | 1 | 1 | 1 | 1 | 1 | 1 | 10 | 10 | 10 | 1 | 1 | 1 | 1 | 1 | 1 | 1 | 1 | 1 | 1 | 1 | 1 | 1 | 1 | 1 | 1 | 1 | 1 | 1 | 1 | 1 | 1 | 1 | 1 | 1 | 1 | 1 | 1 | 1 | 1 | 1 | 1 | 1 | [60 empty] | 1 | 1 | 1
| series name | [320 empty] | Interface relay | Interface relay | Interface relay | Interface relay | Interface relay | Interface relay | Interface relay | Interface relay | Interface relay | Interface relay | Interface relay | Interface relay | Interface relay | Interface relay | Interface relay | Interface relay | Interface relay | Interface relay | Interface relay | Interface relay | Interface relay | Interface relay | Interface relay | Interface relay | Interface relay | Interface relay | Interface relay | Interface relay | Interface relay | Interface relay | Interface relay | Interface relay | Interface relay | Interface relay | Interface relay | Interface relay | Interface relay | Interface relay | Interface relay | Interface relay | Interface relay | Interface relay | Interface relay | Interface relay | Interface relay | Interface relay | Interface relay | Interface relay | Interface relay | Interface relay | Interface relay | Interface relay | Interface relay | Interface relay | Interface relay | Interface relay | Interface relay | Interface relay | Interface relay | Interface relay | Interface relay | Interface relay | Interface relay | Interface relay | Interface relay | Interface relay | Interface relay | Interface relay | Interface relay | Interface relay | Interface relay | Interface relay | Slim interface relay | Slim interface relay | Slim interface relay | Slim interface relay | Slim interface relay | Slim interface relay | Slim interface relay | Slim interface relay | Interface relay | Interface relay | Interface relay | Interface relay | Interface relay | Interface relay | Interface relay | Interface relay | Interface relay | Interface relay
| shape of pin | [400 empty] | Flat (PCB type) | Flat (PCB type) | Flat (PCB type) | Flat (PCB type) | Flat (PCB type) | Flat (PCB type) | Flat (PCB type) | Flat (PCB type) | Flat (PCB type) | Flat (PCB type)
| signalling colour | White | Green | Red | Orange | Blue | Yellow | White | Green | Red | Orange | Blue | Yellow | White | Green | Red | Orange | Blue | Yellow | [8 empty] | White | Green | Red | Orange | Blue | Yellow | White | Green | Red | Orange | Blue | Yellow | White | Green | Red | Orange | Blue | Yellow |  |  |  | White | Green | Red | Blue | Orange | White | Green | Red | Blue | Orange | White | Green | Red | Blue | Orange | White | Green | Red | Blue | Orange | White | Green | Red | Blue | Orange | White | Green | Red | Blue | Orange
| signalling type | Steady | Steady | Steady | Steady | Steady | Steady | Steady | Steady | Steady | Steady | Steady | Steady | Steady | Steady | Steady | Steady | Steady | Steady | Steady | Steady | Steady | Steady | Steady | Steady | Steady | Steady | Flashing | Flashing | Flashing | Flashing | Flashing | Flashing | Flashing | Flashing | Flashing | Flashing | Flashing | Flashing | Flashing | Flashing | Flashing | Flashing | Flashing | Flashing | Steady | Steady | Steady | Steady | Steady | Steady | Steady | Steady | Steady | Steady | Steady | Steady | Steady | Steady | Steady | Steady | Steady | Steady | Flashing | Flashing | Flashing | Flashing | Flashing | Flashing | Flashing | Flashing | Flashing | Flashing | Flashing | Flashing | Flashing | Flashing | Flashing | Flashing | Flashing | Flashing | [334 empty] | Flashing | Flashing | Flashing | Flashing | Flashing | Flashing | Flashing | Flashing | Flashing | Flashing | Flashing | Flashing | Flashing | Flashing | Flashing | Flashing | Flashing | Flashing | Flashing | Flashing | Flashing | Flashing | Flashing | Flashing | Flashing | Flashing | Flashing | Flashing | Flashing | Flashing | Flashing | Flashing | Flashing | Flashing | Flashing | Flashing | Flashing |  |  | Steady | Steady | Steady | Steady | Steady | Steady | Steady | Steady | Steady | Steady | Steady | Steady | Steady | Steady | Steady | Steady | Steady | Steady | Flashing | Flashing | Flashing | Flashing | Flashing | Flashing | Flashing | Flashing | Flashing | Flashing | Flashing | Flashing | Flashing | Flashing | Flashing | Flashing | Flashing | Flashing | Steady | Steady | Steady | Steady | Steady | Steady | Flashing | Flashing | Flashing | Flashing | Flashing | Flashing | Flashing | Flashing | Flashing | Flashing | Flashing | Flashing | Flashing | Flashing | Flashing | Flashing | Flashing | Flashing | Flashing | Flashing | Flashing | Flashing | Flashing | Flashing | Flashing | Flashing | Flashing | Flashing | Flashing | Flashing | Flashing | Flashing | Flashing | Flashing | Flashing | Flashing | Flashing | Flashing | Flashing | Flashing | Flashing | Flashing | Flashing | Flashing | Flashing | Flashing | Flashing | Flashing | [11 empty] | Flashing | Flashing |  | Steady | Steady | Steady | Steady | Flashing | Flashing | Flashing | Flashing | Flashing | Flashing | Flashing | Flashing | Flashing | Flashing | Flashing | Flashing | Flashing | Flashing | Flashing | Flashing | Flashing | Flashing | Flashing | Flashing | Flashing | Flashing | Flashing | Flashing | Steady Steady | Steady Steady | Steady Steady | Steady Steady | Steady Steady | Steady Steady | Flashing Flashing | Flashing Flashing | Flashing Flashing | Flashing Flashing | Flashing Flashing | Flashing Flashing | Flashing Flashing | Flashing Flashing | Flashing Flashing | Flashing Flashing | Flashing Flashing | Flashing Flashing | Flashing Flashing | Flashing Flashing | Flashing Flashing | Flashing Flashing | Flashing Flashing | Flashing Flashing |  |  |  |  | Flashing | Flashing | Steady | Steady | Steady | Steady | Steady | Steady | Steady | Steady | Steady | Steady | Steady | Steady | Steady | Steady | Steady | Steady | Steady | Steady | Steady | Steady | Flashing | Flashing | Flashing | Flashing | Flashing | Flashing | Flashing | Flashing | Flashing | Flashing | Flashing | Flashing | Flashing | Flashing | Flashing | [39 empty] | 2 tones siren | 2 tones siren | 2 tones siren
| software version | [143 empty] | V4.4 and above | [161 empty] | V4.4 and above
| sound signalling | [686 empty] | Buzzer: 70…90 dB at 1 m | Buzzer: 70…90 dB at 1 m | Buzzer: 70…90 dB at 1 m
| status LED | [154 empty] | With | With | With | With | With | With | With | With | With | With | With | With | With | With | With | With | With | With | With | With | With | With | With | With | With | With | With | With | With | With | With | With | With | With | With | With | With | With | [128 empty] | Without | Without | Without | Without | Without | Without | Without | Without | Without | Without | Without | Without | Without | Without | Without | Without | Without | Without | Without | Without | Without | Without | Without | Without | Without | Without | Without | Without | Without | Without | Without | Without | Without | Without | Without | Without | Without | Without | Without | Without | Without | Without | Without | Without | Without | Without | Without | Without | Without | Without | Without | Without | Without | Without | Without | Without | Without | Without | Without | Without | Without | Without | Without | Without | Without | Without | Without | Without | Without | Without | Without | Without | Without | Without | Without | Without | Without | Without | Without | Without | With | With | With | With | With | With | With | With | With | With
| supply circuit type | [219 empty] | DC | DC | DC | DC | DC | DC | DC
| switching capacity in VA | [192 empty] | 1250 VA | 1250 VA | 1250 VA | 1250 VA | 1250 VA | 1250 VA | 1250 VA | 1250 VA | 1250 VA | 1250 VA | 1250 VA | 1250 VA | 1250 VA | 1250 VA | 2000 VA | 2000 VA | 2000 VA | 2000 VA | 2000 VA | 2000 VA | 2000 VA | 2000 VA | 2000 VA | 2000 VA | 2000 VA | 2000 VA | 2000 VA | 2000 VA | 2000 VA | 2000 VA | 2000 VA | 2000 VA | 2000 VA | 2000 VA | 1250 VA | 1250 VA | 1250 VA | 1250 VA | 1250 VA | 1250 VA | 2000 VA | 2000 VA | 1250 VA | 1250 VA | 1250 VA | 1250 VA | 1250 VA | 1250 VA | 1250 VA | 1250 VA | 1250 VA | 1250 VA | 1250 VA | 1250 VA | [59 empty] | 2000 VA
| time delay | [192 empty] | Without | Adjustable 0.1...10 s, +/- 10 % of the full scale value | Adjustable 0.1...10 s, +/- 10 % of the full scale value | Without | Without | Without | Adjustable 0.1...10 s, +/- 10 % of the full scale value | Adjustable 0.1...10 s, 0 + 10 % on crossing the threshold | Adjustable 0.1...10 s, 0 + 10 % on crossing the threshold | Adjustable 3...15 min on recovery and start up time | Adjustable 0.1...10 s, 0 + 10 % on crossing the threshold | Adjustable 0.3...30 s, 0 + 10 % on crossing the threshold | Adjustable 0.1...10 s, 0 + 10 % on crossing the threshold | Adjustable 0.1...10 s, 0 + 10 % on crossing the threshold | [25 empty] | Adjustable 1...20 s, 0 + 10 % on energisation Ti Adjustable 0.3...30 s, 0 + 10 % on crossing the threshold Tt |  |  | Adjustable 1...20 s, 0 + 10 % on energisation Ti Adjustable 0.3...30 s, 0 + 10 % on crossing the threshold Tt | Adjustable 0.1...5 s, +/- 10 % | Adjustable 0.1...5 s, +/- 10 % |  | Adjustable 0.1...10 s, +/- 10 % of the full scale value | Fixed 0.3 s | Fixed 0.3 s | Adjustable 0.3...30 s, 0 + 10 % on crossing the threshold | Adjustable 0.3...30 s, 0 + 10 % on crossing the threshold | Adjustable 0.3...30 s, 0 + 10 % on crossing the threshold | Adjustable 0.3...30 s, 0 + 10 % on crossing the threshold | Adjustable 0.3...30 s, 0 + 10 % on crossing the threshold | Without | Without | Without | Adjustable 0.05...30 s | Adjustable 0.05...30 s | Adjustable 0.05...30 s | Adjustable 0.05...30 s | Adjustable 0.05...30 s | Adjustable 0.05...30 s | Adjustable 0.05...30 s | Adjustable 0.05...30 s | Adjustable 0.1...10 s | Adjustable 0.1...10 s | Adjustable 0.1...10 s | Adjustable 0.1...10 s | Adjustable 0.1...10 s | Without | Without | Without | Without | Fixed 0.5 s | Fixed 0.5 s | Adjustable 0.1...10 s | Adjustable 0.1...10 s | Without | Adjustable 0.1...10 s | Adjustable 0.1...10 s | Adjustable 0.1...10 s | Adjustable 0.1...10 s | Adjustable 0.1...10 s | Without | Without | Without | Without | Without | Without | Without | Without | Without | Without | Without | Adjustable 0.05...30 s | Adjustable 0.05...30 s | Adjustable 0.05...30 s | Adjustable 0.05...30 s | Adjustable 0.05...30 s | Adjustable 0.05...30 s | Adjustable 0.05...30 s | Adjustable 0.05...30 s | Adjustable 0.05...30 s | Adjustable 0.05...30 s | Adjustable 0.05...30 s | Adjustable 0.05...30 s
| time delay range | [80 empty] | 1...10 s 10...100 h 6...60 s 0.1...1 s 1...10 min 6...60 min 1...10 h | 10...100 h 6...60 s 6...60 min 1...10 h 1...10 s 1...10 min 0.1...1 s | 1...10 s 1...10 h 0.1...1 s 6...60 s 6...60 min 1...10 min 10...100 h | 6...60 s 6...60 min 1...10 min 0.1...1 s 1...10 h 10...100 h 1...10 s | 1...10 s 6...60 s 6...60 min 1...10 h 10...100 h 1...10 min 0.1...1 s | 1...10 min 10...100 h 0.1...1 s 6...60 s 6...60 min 1...10 s 1...10 h | 10...100 h 1...10 min 6...60 min 1...10 s 6...60 s 1...10 h 0.1...1 s | 6...60 s 1...10 h 1...10 min 6...60 min 0.1...1 s 1...10 s 10...100 h | 10...100 h 0.1...1 s 6...60 min 1...10 s 1...10 min 6...60 s 1...10 h | 6...60 min 1...10 h 6...60 s 1...10 s 10...100 h 0.1...1 s 1...10 min | 1...10 h 1...10 s 0.1...1 s 6...60 min 1...10 min 10...100 h 6...60 s | 6...60 min 1...10 min 1...10 s 1...10 h 6...60 s 0.1...1 s | 1...10 s 6...60 s 10...100 h 1...10 min 1...10 h 0.1...1 s 6...60 min | 6...60 min 1...10 h 0.1...1 s 1...10 s 1...10 min 10...100 h 6...60 s | 1...10 h 0.1...1 s 6...60 s 10...100 h 6...60 min 1...10 s 1...10 min | 6...60 min 6...60 s 1...10 min 1...10 h 0.1...1 s 10...100 h 1...10 s | 6...60 s 1...10 min 0.1...1 s 1...10 h 1...10 s 6...60 min 10...100 h | [31 empty] | 0.2...12 min 5...300 s 0.02...1.2 s 0.5...30 min 5...300 h 0.2...12 h 0.2...12 s 0.5...30 s 2...120 s 0.05...3 s 2...120 min 5...300 min 0.5...30 h 2...120 h | 2...120 h 5...300 min 0.2...12 min 2...120 s 0.2...12 h 0.02...1.2 s 0.5...30 h 0.2...12 s 5...300 h 0.5...30 s 0.05...3 s 5...300 s 2...120 min 0.5...30 min | 0.5...30 s 5...300 s 0.2...12 min 0.5...30 h 2...120 s 0.05...3 s 0.2...12 s 0.02...1.2 s 2...120 min 5...300 min 0.5...30 min 5...300 h 2...120 h 0.2...12 h | 5...300 h 2...120 min 0.5...30 h 0.2...12 h 0.2...12 min 0.2...12 s 0.5...30 min 2...120 h 2...120 s 0.02...1.2 s 0.5...30 s 5...300 s 0.05...3 s 5...300 min | 0.05 s...300 h | 0.05 s...300 h | 0.05 s...300 h | 0.05 s...10 min | 0.05 s...10 min | 0.05 s...300 h | 0.05 s...300 h | 0.05 s...300 h | 0.1...10 s | 3...300 s | 0.3...30 s |  | 10...100 h 6...60 min 0.1...1 s 1...10 h 1...10 min 6...60 s 1...10 s | 1...10 s 1...10 min 6...60 min 0.1...1 s 1...10 h 10...100 h 6...60 s | 10...100 h 6...60 s 6...60 min 1...10 min 0.1...1 s 1...10 s 1...10 h | 10...100 h 0.1...1 s 1...10 s 6...60 min 1...10 h 1...10 min 6...60 s | 10...100 h 1...10 min 1...10 h 0.1...1 s 6...60 min 6...60 s 1...10 s | 6...60 s 1...10 s 1...10 h 1...10 min 6...60 min 10...100 h 0.1...1 s | 10...100 h 6...60 s 6...60 min 1...10 s 1...10 h 1...10 min 0.1...1 s | 1...10 min 10...100 h 6...60 s 0.1...1 s 1...10 h 6...60 min 1...10 s | 10...100 h 6...60 min 1...10 h 0.1...1 s 6...60 s 1...10 s 1...10 min | 6...60 s 1...10 s 6...60 min 1...10 min 0.1...1 s 10...100 h 1...10 h | 15...300 s 0.2...3 s 1.5...30 s | 0.2...3 s 1.5...30 s 15...300 s | 12.5...240 s 1.25...24 s 2...40 min | 1.25...24 s 12.5...240 s 2...40 min | 1.25...24 s 12.5...240 s 2...40 min | 12.5...240 s 2...40 min 1.25...24 s | 1.25...24 s 2...40 min 12.5...240 s | 1.25...24 s 2...40 min 12.5...240 s | 1.5...30 s 0.2...3 s 15...300 s | 0.2...3 s 15...300 s 1.5...30 s | 1.5...30 s 0.2...3 s 15...300 s | 15...300 s 1.5...30 s 0.2...3 s | 0.2...3 s 1.5...30 s 15...300 s | 15...300 s 1.5...30 s 0.2...3 s | 0.2...3 s 15...300 s 1.5...30 s | 0.2...3 s 15...300 s 1.5...30 s | 1.5...30 s 15...300 s 0.2...3 s | 0.2...3 s 1.5...30 s 15...300 s | 15...300 s 1.5...30 s 0.2...3 s | 0.2...3 s 1.5...30 s 15...300 s | 0.2...3 s 15...300 s 1.5...30 s | 15...300 s 1.5...30 s 0.2...3 s | 2...40 min 12.5...240 s 1.25...24 s | 1.25...24 s 2...40 min 12.5...240 s | 12.5...240 s 2...40 min 1.25...24 s | 2...40 min 12.5...240 s 1.25...24 s | 1.25...24 s 12.5...240 s 2...40 min | 1.25...24 s 12.5...240 s 2...40 min | 0.2...3 s 15...300 s 1.5...30 s | 0.2...3 s 15...300 s 1.5...30 s | 0.2...3 s 1.5...30 s 15...300 s | 0.2...3 s 1.5...30 s 15...300 s | 0.2...3 s 1.5...30 s 15...300 s | 15...300 s 0.2...3 s 1.5...30 s | 0.2...3 s 15...300 s 1.5...30 s | 15...300 s 0.2...3 s 1.5...30 s | 15...300 s 0.2...3 s 1.5...30 s | 1.5...30 s 15...300 s 0.2...3 s | [34 empty] | 0.1...10 s adjustable delay (tolerance: 0...10 % of the full scale value) | 0.1...10 s adjustable delay (tolerance: 0...10 % of the full scale value) | 0.1...10 s adjustable delay (tolerance: 0...10 % of the full scale value) | [8 empty] | 0.6...60 s adjustable on energisation delay (tolerance: 0...10 % of the full scale value) | [61 empty] | 0.1...10 s adjustable delay | 0.1...10 s adjustable delay
| time delay type | [80 empty] | A | C | H | Li L | D A B H Ac At Ht Di C Bw | At A | B | C | H Ht | L Li | Li L | A Ht H Di At D B C | H A C Ac Ht D Bw Di B At | C A B At D Ht Bw Di H Ac | At Di Ht H C Ac A D B Bw | D B At Bw Ac A Di Ht C H | Ah Tl N Tt Ad Pt O W P | [31 empty] | Li L | H1 A2 A1 H2 | B Di A C | A | L Lt Li | Di D W C A H | D A Di Qt W Qg H C | K | K | A | A | Qt | A | A | A |  | A | A | A | A | A | A | A | A | A | A | Off-delay | Off-delay | Off-delay | Off-delay | Off-delay | Off-delay | Off-delay | Off-delay | Off-delay | Off-delay | Off-delay | Off-delay | Off-delay | Off-delay | Off-delay | Off-delay | Off-delay | Off-delay | Off-delay | Off-delay | On-delay | On-delay | On-delay | On-delay | On-delay | On-delay | On-delay | On-delay | On-delay | On-delay | On-delay | On-delay | On-delay | On-delay | On-delay | On-delay | On-delay | On-delay | [14 empty] | Without | Adjustable 0.1...30 s, +/- 10 % of the full scale value on crossing the threshold Tt | Adjustable 0.1...30 s, +/- 10 % of the full scale value on crossing the threshold Tt | Adjustable 0.1...30 s, +/- 10 % of the full scale value on crossing the threshold Tt | Without | Without | Adjustable 0.1...30 s, +/- 10 % of the full scale value on crossing the threshold Tt | Adjustable 0.1...30 s, +/- 10 % of the full scale value on crossing the threshold Tt | Without | Adjustable 0.1...30 s, +/- 10 % of the full scale value on crossing the threshold Tt | Adjustable 0.1...30 s, +/- 10 % of the full scale value on crossing the threshold Tt | Without | Without | Without | Without | Without | Adjustable 0.1...30 s, +/- 10 % of the full scale value on crossing the threshold Tt | Adjustable 0.1...30 s, +/- 10 % of the full scale value on crossing the threshold Tt | Adjustable 0.1...30 s, +/- 10 % of the full scale value on crossing the threshold Tt | Adjustable 0.1...30 s, +/- 10 % of the full scale value on crossing the threshold Tt |  |  |  | Adjustable 1...60 s, +/- 10 % Ti on energisation Fixed 0.3 s reset on terminal Y2 Adjustable 0.1...10 s, +/- 10 % Tt on crossing the threshold | Adjustable 0.1...10 s, +/- 10 % on crossing the threshold |  | Adjustable 0.1...30 s, +/- 10 % of the full scale value on crossing the threshold Tt | Adjustable 0.1...30 s, +/- 10 % of the full scale value on crossing the threshold Tt | [71 empty] | On-delay 0.1 s...60 min Off-delay 0.1 s...60 min
| utilisation category | [192 empty] | AC-12 conforming to IEC 60947-5-1 AC-13 conforming to IEC 60947-5-1 AC-14 conforming to IEC 60947-5-1 AC-15 conforming to IEC 60947-5-1 DC-12 conforming to IEC 60947-5-1 DC-13 conforming to IEC 60947-5-1 DC-14 conforming to IEC 60947-5-1 | [6 empty] | AC-12 conforming to IEC 60947-5-1 AC-13 conforming to IEC 60947-5-1 AC-14 conforming to IEC 60947-5-1 AC-15 conforming to IEC 60947-5-1 DC-12 conforming to IEC 60947-5-1 DC-13 conforming to IEC 60947-5-1 DC-14 conforming to IEC 60947-5-1 | AC-12 conforming to IEC 60947-5-1 AC-13 conforming to IEC 60947-5-1 AC-14 conforming to IEC 60947-5-1 AC-15 conforming to IEC 60947-5-1 DC-12 conforming to IEC 60947-5-1 DC-13 conforming to IEC 60947-5-1 DC-14 conforming to IEC 60947-5-1 | AC-1 conforming to IEC 60947-5-1 AC-15 conforming to IEC 60947-5-1 DC-1 conforming to IEC 60947-5-1 DC-13 conforming to IEC 60947-5-1 | AC-12 conforming to IEC 60947-5-1 AC-13 conforming to IEC 60947-5-1 AC-14 conforming to IEC 60947-5-1 AC-15 conforming to IEC 60947-5-1 DC-12 conforming to IEC 60947-5-1 DC-13 conforming to IEC 60947-5-1 DC-14 conforming to IEC 60947-5-1 | AC-12 conforming to IEC 60947-5-1 AC-13 conforming to IEC 60947-5-1 AC-14 conforming to IEC 60947-5-1 AC-15 conforming to IEC 60947-5-1 DC-12 conforming to IEC 60947-5-1 DC-13 conforming to IEC 60947-5-1 DC-14 conforming to IEC 60947-5-1 | AC-12 conforming to IEC 60947-5-1 AC-13 conforming to IEC 60947-5-1 AC-14 conforming to IEC 60947-5-1 AC-15 conforming to IEC 60947-5-1 DC-12 conforming to IEC 60947-5-1 DC-13 conforming to IEC 60947-5-1 DC-14 conforming to IEC 60947-5-1 | AC-12 conforming to IEC 60947-5-1 AC-13 conforming to IEC 60947-5-1 AC-14 conforming to IEC 60947-5-1 AC-15 conforming to IEC 60947-5-1 DC-12 conforming to IEC 60947-5-1 DC-13 conforming to IEC 60947-5-1 DC-14 conforming to IEC 60947-5-1 | [20 empty] | AC-12 conforming to IEC 60947-5-1 AC-13 conforming to IEC 60947-5-1 AC-14 conforming to IEC 60947-5-1 AC-15 conforming to IEC 60947-5-1 DC-12 conforming to IEC 60947-5-1 DC-13 conforming to IEC 60947-5-1 DC-14 conforming to IEC 60947-5-1 | AC-12 conforming to IEC 60947-5-1 AC-13 conforming to IEC 60947-5-1 AC-14 conforming to IEC 60947-5-1 AC-15 conforming to IEC 60947-5-1 DC-12 conforming to IEC 60947-5-1 DC-13 conforming to IEC 60947-5-1 DC-14 conforming to IEC 60947-5-1 | AC-12 conforming to IEC 60947-5-1 AC-13 conforming to IEC 60947-5-1 AC-14 conforming to IEC 60947-5-1 AC-15 conforming to IEC 60947-5-1 DC-12 conforming to IEC 60947-5-1 DC-13 conforming to IEC 60947-5-1 DC-14 conforming to IEC 60947-5-1 | AC-12 conforming to IEC 60947-5-1 AC-13 conforming to IEC 60947-5-1 AC-14 conforming to IEC 60947-5-1 AC-15 conforming to IEC 60947-5-1 DC-12 conforming to IEC 60947-5-1 DC-13 conforming to IEC 60947-5-1 | AC-12 conforming to IEC 60947-5-1 AC-13 conforming to IEC 60947-5-1 AC-14 conforming to IEC 60947-5-1 AC-15 conforming to IEC 60947-5-1 DC-12 conforming to IEC 60947-5-1 DC-13 conforming to IEC 60947-5-1 DC-14 conforming to IEC 60947-5-1 | AC-12 conforming to IEC 60947-5-1 AC-13 conforming to IEC 60947-5-1 AC-14 conforming to IEC 60947-5-1 AC-15 conforming to IEC 60947-5-1 DC-12 conforming to IEC 60947-5-1 DC-13 conforming to IEC 60947-5-1 DC-14 conforming to IEC 60947-5-1 |  |  | AC-12 conforming to IEC 60947-5-1 AC-13 conforming to IEC 60947-5-1 AC-14 conforming to IEC 60947-5-1 AC-15 conforming to IEC 60947-5-1 DC-12 conforming to IEC 60947-5-1 DC-13 conforming to IEC 60947-5-1 DC-14 conforming to IEC 60947-5-1 | AC-12 conforming to IEC 60947-5-1 AC-13 conforming to IEC 60947-5-1 AC-14 conforming to IEC 60947-5-1 AC-15 conforming to IEC 60947-5-1 DC-12 conforming to IEC 60947-5-1 DC-13 conforming to IEC 60947-5-1 | AC-12 conforming to IEC 60947-5-1 AC-13 conforming to IEC 60947-5-1 AC-14 conforming to IEC 60947-5-1 AC-15 conforming to IEC 60947-5-1 DC-12 conforming to IEC 60947-5-1 DC-13 conforming to IEC 60947-5-1 | AC-12 conforming to IEC 60947-5-1 AC-13 conforming to IEC 60947-5-1 AC-14 conforming to IEC 60947-5-1 AC-15 conforming to IEC 60947-5-1 DC-12 conforming to IEC 60947-5-1 DC-13 conforming to IEC 60947-5-1 DC-14 conforming to IEC 60947-5-1 |  |  |  | AC-12 conforming to IEC 60947-5-1 AC-13 conforming to IEC 60947-5-1 AC-14 conforming to IEC 60947-5-1 AC-15 conforming to IEC 60947-5-1 DC-12 conforming to IEC 60947-5-1 DC-13 conforming to IEC 60947-5-1 DC-14 conforming to IEC 60947-5-1 | AC-12 conforming to IEC 60947-5-1 AC-13 conforming to IEC 60947-5-1 AC-14 conforming to IEC 60947-5-1 AC-15 conforming to IEC 60947-5-1 DC-12 conforming to IEC 60947-5-1 DC-13 conforming to IEC 60947-5-1 DC-14 conforming to IEC 60947-5-1 | AC-12 conforming to IEC 60947-5-1 AC-13 conforming to IEC 60947-5-1 AC-14 conforming to IEC 60947-5-1 AC-15 conforming to IEC 60947-5-1 DC-12 conforming to IEC 60947-5-1 DC-13 conforming to IEC 60947-5-1 DC-14 conforming to IEC 60947-5-1 | AC-12 conforming to IEC 60947-5-1 AC-13 conforming to IEC 60947-5-1 AC-14 conforming to IEC 60947-5-1 AC-15 conforming to IEC 60947-5-1 DC-12 conforming to IEC 60947-5-1 DC-13 conforming to IEC 60947-5-1 DC-14 conforming to IEC 60947-5-1 | AC-12 conforming to IEC 60947-5-1 AC-13 conforming to IEC 60947-5-1 AC-14 conforming to IEC 60947-5-1 AC-15 conforming to IEC 60947-5-1 DC-12 conforming to IEC 60947-5-1 DC-13 conforming to IEC 60947-5-1 DC-14 conforming to IEC 60947-5-1
| voltage range | [128 empty] | 0.85...1.1 Us AC 0.9...1.1 Us DC | 0.85...1.1 Us AC 0.9...1.1 Us DC | 0.85...1.1 Us AC 0.9...1.1 Us DC | 0.85...1.1 Us AC 0.9...1.1 Us DC
| width | [80 empty] | 17.5 mm | 17.5 mm | 17.5 mm | 17.5 mm | 17.5 mm | 17.5 mm | 17.5 mm | 17.5 mm | 17.5 mm | 17.5 mm | 17.5 mm | 17.5 mm | 17.5 mm | 17.5 mm | 17.5 mm | 17.5 mm | 17.5 mm
Offer Sustainability | China RoHS Regulation | China RoHS declaration | China RoHS declaration | China RoHS declaration | China RoHS declaration | China RoHS declaration | China RoHS declaration | China RoHS declaration | China RoHS declaration | China RoHS declaration | China RoHS declaration | China RoHS declaration | China RoHS declaration | China RoHS declaration | China RoHS declaration | China RoHS declaration | China RoHS declaration | China RoHS declaration | China RoHS declaration | China RoHS declaration | China RoHS declaration | China RoHS declaration | China RoHS declaration |  | China RoHS declaration | China RoHS declaration | China RoHS declaration | China RoHS declaration | China RoHS declaration | China RoHS declaration | China RoHS declaration | China RoHS declaration | China RoHS declaration | China RoHS declaration | China RoHS declaration | China RoHS declaration | China RoHS declaration | China RoHS declaration | China RoHS declaration | China RoHS declaration | China RoHS declaration | China RoHS declaration | China RoHS declaration | China RoHS declaration | China RoHS declaration | China RoHS declaration | China RoHS declaration | China RoHS declaration | China RoHS declaration | China RoHS declaration | China RoHS declaration | China RoHS declaration | China RoHS declaration | China RoHS declaration | China RoHS declaration | China RoHS declaration | China RoHS declaration | China RoHS declaration | China RoHS declaration | China RoHS declaration | China RoHS declaration | China RoHS declaration | China RoHS declaration | China RoHS declaration | China RoHS declaration | China RoHS declaration | China RoHS declaration | China RoHS declaration | China RoHS declaration | China RoHS declaration | China RoHS declaration | China RoHS declaration | China RoHS declaration | China RoHS declaration | China RoHS declaration | China RoHS declaration | China RoHS declaration | China RoHS declaration | China RoHS declaration | China RoHS declaration | China RoHS declaration | China RoHS declaration | China RoHS declaration | China RoHS declaration | China RoHS declaration | China RoHS declaration | China RoHS declaration | China RoHS declaration | China RoHS declaration | China RoHS declaration | China RoHS declaration | China RoHS declaration | China RoHS declaration | China RoHS declaration | China RoHS declaration | China RoHS declaration | China RoHS declaration | China RoHS declaration | China RoHS declaration | China RoHS declaration | China RoHS declaration | China RoHS declaration China RoHS declaration | China RoHS declaration | China RoHS declaration | China RoHS declaration | China RoHS declaration | China RoHS declaration | China RoHS declaration | China RoHS declaration | China RoHS declaration | China RoHS declaration | China RoHS declaration | China RoHS declaration | China RoHS declaration | China RoHS declaration | China RoHS declaration | China RoHS declaration | China RoHS declaration | China RoHS declaration | China RoHS declaration | China RoHS declaration | China RoHS declaration | China RoHS declaration | China RoHS declaration | China RoHS declaration | China RoHS declaration | China RoHS declaration | China RoHS declaration | China RoHS declaration | China RoHS declaration | China RoHS declaration | China RoHS declaration | China RoHS declaration | [11 empty] | China RoHS declaration | China RoHS declaration | China RoHS declaration | China RoHS declaration | China RoHS declaration | China RoHS declaration | China RoHS declaration | China RoHS declaration | China RoHS declaration | China RoHS declaration | China RoHS declaration | [38 empty] | China RoHS declaration | China RoHS declaration | China RoHS declaration | China RoHS declaration | China RoHS declaration | China RoHS declaration | China RoHS declaration | China RoHS declaration | China RoHS declaration | China RoHS declaration | China RoHS declaration | China RoHS declaration | China RoHS declaration | China RoHS declaration | China RoHS declaration | China RoHS declaration | China RoHS declaration | China RoHS declaration | China RoHS declaration | China RoHS declaration | China RoHS declaration | China RoHS declaration | China RoHS declaration | China RoHS declaration | China RoHS declaration | China RoHS declaration | China RoHS declaration | China RoHS declaration | China RoHS declaration | China RoHS declaration | China RoHS declaration | China RoHS declaration | China RoHS declaration | China RoHS declaration | China RoHS declaration | China RoHS declaration | China RoHS declaration | China RoHS declaration | China RoHS declaration | China RoHS declaration | China RoHS declaration | China RoHS declaration | China RoHS declaration | China RoHS declaration | China RoHS declaration | China RoHS declaration | China RoHS declaration | China RoHS declaration | China RoHS declaration | China RoHS declaration | China RoHS declaration | China RoHS declaration | China RoHS declaration | China RoHS declaration | [55 empty] | China RoHS declaration | China RoHS declaration | China RoHS declaration | China RoHS declaration | China RoHS declaration | China RoHS declaration | China RoHS declaration | China RoHS declaration | China RoHS declaration | China RoHS declaration | China RoHS declaration | China RoHS declaration | China RoHS declaration | China RoHS declaration | China RoHS declaration | China RoHS declaration | China RoHS declaration | China RoHS declaration | China RoHS declaration | China RoHS declaration | China RoHS declaration | China RoHS declaration | China RoHS declaration | China RoHS declaration |  | China RoHS declaration |  | China RoHS declaration | China RoHS declaration | China RoHS declaration |  | China RoHS declaration | China RoHS declaration | China RoHS declaration | China RoHS declaration | China RoHS declaration |  | China RoHS declaration | China RoHS declaration | China RoHS declaration |  | China RoHS declaration |  | China RoHS declaration | China RoHS declaration | China RoHS declaration | China RoHS declaration | China RoHS declaration | China RoHS declaration | China RoHS declaration |  | China RoHS declaration | China RoHS declaration | China RoHS declaration |  | China RoHS declaration | China RoHS declaration | China RoHS declaration | China RoHS declaration | China RoHS declaration |  | China RoHS declaration | China RoHS declaration | China RoHS declaration |  | China RoHS declaration |  | China RoHS declaration | China RoHS declaration | China RoHS declaration | China RoHS declaration | China RoHS declaration | China RoHS declaration | China RoHS declaration | China RoHS declaration | China RoHS declaration | China RoHS declaration | China RoHS declaration | China RoHS declaration | China RoHS declaration | China RoHS declaration | China RoHS declaration | China RoHS declaration | China RoHS declaration | China RoHS declaration | China RoHS declaration | China RoHS declaration | China RoHS declaration |  | China RoHS declaration | China RoHS declaration | China RoHS declaration | China RoHS declaration | China RoHS declaration | China RoHS declaration | China RoHS declaration | China RoHS declaration | China RoHS declaration | China RoHS declaration | China RoHS declaration | China RoHS declaration | China RoHS declaration | China RoHS declaration | China RoHS declaration | China RoHS declaration | China RoHS declaration | China RoHS declaration | China RoHS declaration | China RoHS declaration | China RoHS declaration | China RoHS declaration | China RoHS declaration | China RoHS declaration | China RoHS declaration | China RoHS declaration | China RoHS declaration | China RoHS declaration | China RoHS declaration | China RoHS declaration | China RoHS declaration | China RoHS declaration | China RoHS declaration | China RoHS declaration | China RoHS declaration | China RoHS declaration | China RoHS declaration | China RoHS declaration | China RoHS declaration | China RoHS declaration | China RoHS declaration | China RoHS declaration | China RoHS declaration | China RoHS declaration | China RoHS declaration | China RoHS declaration | China RoHS declaration | China RoHS declaration | China RoHS declaration | China RoHS declaration | China RoHS declaration | China RoHS declaration | China RoHS declaration | China RoHS declaration | China RoHS declaration | China RoHS declaration | China RoHS declaration | China RoHS declaration | China RoHS declaration | China RoHS declaration | China RoHS declaration | China RoHS declaration | China RoHS declaration | China RoHS declaration | China RoHS declaration | China RoHS declaration | China RoHS declaration | China RoHS declaration | China RoHS declaration | China RoHS declaration | China RoHS declaration | China RoHS declaration | China RoHS declaration | China RoHS declaration | China RoHS declaration | China RoHS declaration | China RoHS declaration | China RoHS declaration | China RoHS declaration | China RoHS declaration | China RoHS declaration | China RoHS declaration | China RoHS declaration | China RoHS declaration | China RoHS declaration | China RoHS declaration | China RoHS declaration | China RoHS declaration | China RoHS declaration | China RoHS declaration | China RoHS declaration |  | China RoHS declaration | China RoHS declaration | China RoHS declaration | China RoHS declaration | China RoHS declaration | China RoHS declaration | China RoHS declaration | China RoHS declaration | China RoHS declaration | China RoHS declaration | China RoHS declaration | China RoHS declaration | China RoHS declaration | China RoHS declaration | China RoHS declaration | China RoHS declaration | China RoHS declaration | China RoHS declaration | China RoHS declaration | China RoHS declaration | China RoHS declaration | China RoHS declaration | China RoHS declaration | China RoHS declaration | China RoHS declaration | China RoHS declaration | China RoHS declaration | China RoHS declaration | China RoHS declaration | China RoHS declaration | China RoHS declaration | China RoHS declaration | China RoHS declaration | China RoHS declaration | China RoHS declaration | China RoHS declaration | China RoHS declaration | China RoHS declaration | China RoHS declaration | China RoHS declaration | China RoHS declaration | China RoHS declaration | China RoHS declaration | China RoHS declaration | China RoHS declaration | China RoHS declaration | China RoHS declaration | China RoHS declaration | China RoHS declaration | China RoHS declaration | China RoHS declaration | China RoHS declaration | China RoHS declaration | China RoHS declaration | China RoHS declaration | China RoHS declaration | China RoHS declaration | China RoHS declaration | China RoHS declaration | China RoHS declaration | China RoHS declaration | [42 empty] | China RoHS declaration China RoHS declaration | China RoHS declaration China RoHS declaration | China RoHS declaration China RoHS declaration | China RoHS declaration China RoHS declaration | China RoHS declaration China RoHS declaration | China RoHS declaration China RoHS declaration | China RoHS declaration China RoHS declaration | China RoHS declaration China RoHS declaration | China RoHS declaration China RoHS declaration | China RoHS declaration China RoHS declaration | China RoHS declaration China RoHS declaration | China RoHS declaration China RoHS declaration | China RoHS declaration China RoHS declaration | China RoHS declaration China RoHS declaration | China RoHS declaration China RoHS declaration | China RoHS declaration China RoHS declaration |  |  | China RoHS declaration China RoHS declaration | China RoHS declaration China RoHS declaration | China RoHS declaration China RoHS declaration | China RoHS declaration China RoHS declaration | China RoHS declaration China RoHS declaration | China RoHS declaration China RoHS declaration | [26 empty] | China RoHS declaration | China RoHS declaration | China RoHS declaration | China RoHS declaration | China RoHS declaration | China RoHS declaration | China RoHS declaration | China RoHS declaration |  |  | China RoHS declaration | China RoHS declaration | China RoHS declaration | China RoHS declaration | China RoHS declaration | China RoHS declaration | China RoHS declaration | China RoHS declaration | China RoHS declaration | China RoHS declaration | China RoHS declaration | China RoHS declaration |  | China RoHS declaration | China RoHS declaration | China RoHS declaration | China RoHS declaration | China RoHS declaration | China RoHS declaration |  |  |  | China RoHS declaration | China RoHS declaration |  | China RoHS declaration |  | China RoHS declaration |  | China RoHS declaration | China RoHS declaration | China RoHS declaration |  | China RoHS declaration |  | China RoHS declaration | China RoHS declaration | [7 empty] | China RoHS declaration | China RoHS declaration | China RoHS declaration | China RoHS declaration | China RoHS declaration | China RoHS declaration | China RoHS declaration | China RoHS declaration | China RoHS declaration | China RoHS declaration | China RoHS declaration | China RoHS declaration | China RoHS declaration | China RoHS declaration | China RoHS declaration | China RoHS declaration | China RoHS declaration | China RoHS declaration | China RoHS declaration | China RoHS declaration | China RoHS declaration | China RoHS declaration
| Circularity Profile | [8 empty] | End of Life Information | [71 empty] | End of Life Information | End of Life Information | End of Life Information | End of Life Information | End of Life Information | End of Life Information | End of Life Information | End of Life Information | End of Life Information | End of Life Information | End of Life Information | End of Life Information | End of Life Information | End of Life Information | End of Life Information | End of Life Information | End of Life Information | End of Life Information | End of Life Information | End of Life Information | End of Life Information End of Life Information | End of Life Information | End of Life Information | End of Life Information | End of Life Information | End of Life Information | End of Life Information | End of Life Information | End of Life Information | End of Life Information | End of Life Information | End of Life Information | End of Life Information | End of Life Information | End of Life Information | End of Life Information | End of Life Information | End of Life Information | End of Life Information | End of Life Information | End of Life Information | End of Life Information | End of Life Information | End of Life Information | End of Life Information | End of Life Information | End of Life Information | End of Life Information | End of Life Information | End of Life Information | End of Life Information | End of Life Information | [11 empty] | End of Life Information | [48 empty] | End of Life Information | End of Life Information | End of Life Information | End of Life Information | End of Life Information | End of Life Information | End of Life Information | End of Life Information | End of Life Information |  | End of Life Information | End of Life Information | End of Life Information | End of Life Information | End of Life Information | End of Life Information | End of Life Information | End of Life Information | End of Life Information | End of Life Information | End of Life Information | End of Life Information | End of Life Information | End of Life Information | End of Life Information | End of Life Information | End of Life Information | End of Life Information | End of Life Information | End of Life Information | End of Life Information | End of Life Information | End of Life Information | End of Life Information | End of Life Information | End of Life Information | End of Life Information | End of Life Information | End of Life Information | End of Life Information | End of Life Information | End of Life Information | End of Life Information | End of Life Information | End of Life Information | End of Life Information | End of Life Information | End of Life Information | End of Life Information | End of Life Information | End of Life Information | End of Life Information | End of Life Information | End of Life Information | [55 empty] | End of Life Information | End of Life Information | End of Life Information | End of Life Information | End of Life Information | End of Life Information | End of Life Information | End of Life Information | End of Life Information | End of Life Information | End of Life Information | End of Life Information | End of Life Information | End of Life Information | End of Life Information | End of Life Information | End of Life Information | End of Life Information | End of Life Information | [72 empty] | End of Life Information | End of Life Information | End of Life Information | End of Life Information | End of Life Information | End of Life Information | End of Life Information | End of Life Information | End of Life Information | End of Life Information | End of Life Information | End of Life Information | End of Life Information | End of Life Information | End of Life Information | End of Life Information | End of Life Information | End of Life Information | [279 empty] | End of Life Information | End of Life Information | End of Life Information | End of Life Information | End of Life Information | End of Life Information | End of Life Information | End of Life Information | End of Life Information | End of Life Information | End of Life Information | End of Life Information | End of Life Information | End of Life Information | End of Life Information | End of Life Information | End of Life Information | End of Life Information | End of Life Information | End of Life Information | End of Life Information | End of Life Information
| EU RoHS Directive | Pro-active compliance (Product out of EU RoHS legal scope) EU RoHS Declaration | Pro-active compliance (Product out of EU RoHS legal scope) EU RoHS Declaration | Pro-active compliance (Product out of EU RoHS legal scope) EU RoHS Declaration | Pro-active compliance (Product out of EU RoHS legal scope) EU RoHS Declaration | Pro-active compliance (Product out of EU RoHS legal scope) EU RoHS Declaration | Pro-active compliance (Product out of EU RoHS legal scope) EU RoHS Declaration | Pro-active compliance (Product out of EU RoHS legal scope) EU RoHS Declaration | Pro-active compliance (Product out of EU RoHS legal scope) EU RoHS Declaration | Pro-active compliance (Product out of EU RoHS legal scope) EU RoHS Declaration | Pro-active compliance (Product out of EU RoHS legal scope) EU RoHS Declaration | Pro-active compliance (Product out of EU RoHS legal scope) EU RoHS Declaration | Pro-active compliance (Product out of EU RoHS legal scope) EU RoHS Declaration | Pro-active compliance (Product out of EU RoHS legal scope) EU RoHS Declaration | Pro-active compliance (Product out of EU RoHS legal scope) EU RoHS Declaration | Pro-active compliance (Product out of EU RoHS legal scope) EU RoHS Declaration | Pro-active compliance (Product out of EU RoHS legal scope) EU RoHS Declaration | Pro-active compliance (Product out of EU RoHS legal scope) EU RoHS Declaration | Pro-active compliance (Product out of EU RoHS legal scope) EU RoHS Declaration | Pro-active compliance (Product out of EU RoHS legal scope) EU RoHS Declaration | Pro-active compliance (Product out of EU RoHS legal scope) EU RoHS Declaration | Pro-active compliance (Product out of EU RoHS legal scope) EU RoHS Declaration | Pro-active compliance (Product out of EU RoHS legal scope) EU RoHS Declaration |  | Pro-active compliance (Product out of EU RoHS legal scope) EU RoHS Declaration | Pro-active compliance (Product out of EU RoHS legal scope) EU RoHS Declaration | Pro-active compliance (Product out of EU RoHS legal scope) EU RoHS Declaration | Pro-active compliance (Product out of EU RoHS legal scope) EU RoHS Declaration | Pro-active compliance (Product out of EU RoHS legal scope) EU RoHS Declaration | Pro-active compliance (Product out of EU RoHS legal scope) EU RoHS Declaration | Pro-active compliance (Product out of EU RoHS legal scope) EU RoHS Declaration | Pro-active compliance (Product out of EU RoHS legal scope) EU RoHS Declaration | Pro-active compliance (Product out of EU RoHS legal scope) EU RoHS Declaration | Pro-active compliance (Product out of EU RoHS legal scope) EU RoHS Declaration | Pro-active compliance (Product out of EU RoHS legal scope) EU RoHS Declaration | Pro-active compliance (Product out of EU RoHS legal scope) EU RoHS Declaration | Pro-active compliance (Product out of EU RoHS legal scope) EU RoHS Declaration | Pro-active compliance (Product out of EU RoHS legal scope) EU RoHS Declaration | Pro-active compliance (Product out of EU RoHS legal scope) EU RoHS Declaration | Pro-active compliance (Product out of EU RoHS legal scope) EU RoHS Declaration | Pro-active compliance (Product out of EU RoHS legal scope) EU RoHS Declaration | Pro-active compliance (Product out of EU RoHS legal scope) EU RoHS Declaration | Pro-active compliance (Product out of EU RoHS legal scope) EU RoHS Declaration | Pro-active compliance (Product out of EU RoHS legal scope) EU RoHS Declaration | Pro-active compliance (Product out of EU RoHS legal scope) EU RoHS Declaration | Pro-active compliance (Product out of EU RoHS legal scope) EU RoHS Declaration | Pro-active compliance (Product out of EU RoHS legal scope) EU RoHS Declaration | Pro-active compliance (Product out of EU RoHS legal scope) EU RoHS Declaration | Pro-active compliance (Product out of EU RoHS legal scope) EU RoHS Declaration | Pro-active compliance (Product out of EU RoHS legal scope) EU RoHS Declaration | Pro-active compliance (Product out of EU RoHS legal scope) EU RoHS Declaration | Pro-active compliance (Product out of EU RoHS legal scope) EU RoHS Declaration | Pro-active compliance (Product out of EU RoHS legal scope) EU RoHS Declaration | Pro-active compliance (Product out of EU RoHS legal scope) EU RoHS Declaration | Pro-active compliance (Product out of EU RoHS legal scope) EU RoHS Declaration | Pro-active compliance (Product out of EU RoHS legal scope) EU RoHS Declaration | Pro-active compliance (Product out of EU RoHS legal scope) EU RoHS Declaration | Pro-active compliance (Product out of EU RoHS legal scope) EU RoHS Declaration | Pro-active compliance (Product out of EU RoHS legal scope) EU RoHS Declaration | Pro-active compliance (Product out of EU RoHS legal scope) EU RoHS Declaration | Pro-active compliance (Product out of EU RoHS legal scope) EU RoHS Declaration | Pro-active compliance (Product out of EU RoHS legal scope) EU RoHS Declaration | Pro-active compliance (Product out of EU RoHS legal scope) EU RoHS Declaration | Pro-active compliance (Product out of EU RoHS legal scope) EU RoHS Declaration | Pro-active compliance (Product out of EU RoHS legal scope) EU RoHS Declaration | Pro-active compliance (Product out of EU RoHS legal scope) EU RoHS Declaration | Pro-active compliance (Product out of EU RoHS legal scope) EU RoHS Declaration | Pro-active compliance (Product out of EU RoHS legal scope) EU RoHS Declaration | Pro-active compliance (Product out of EU RoHS legal scope) EU RoHS Declaration | Pro-active compliance (Product out of EU RoHS legal scope) EU RoHS Declaration | Pro-active compliance (Product out of EU RoHS legal scope) EU RoHS Declaration | Pro-active compliance (Product out of EU RoHS legal scope) EU RoHS Declaration | Pro-active compliance (Product out of EU RoHS legal scope) EU RoHS Declaration | Pro-active compliance (Product out of EU RoHS legal scope) EU RoHS Declaration | Pro-active compliance (Product out of EU RoHS legal scope) EU RoHS Declaration | Pro-active compliance (Product out of EU RoHS legal scope) EU RoHS Declaration | Pro-active compliance (Product out of EU RoHS legal scope) EU RoHS Declaration | Pro-active compliance (Product out of EU RoHS legal scope) EU RoHS Declaration | Pro-active compliance (Product out of EU RoHS legal scope) EU RoHS Declaration | Pro-active compliance (Product out of EU RoHS legal scope) EU RoHS Declaration | Pro-active compliance (Product out of EU RoHS legal scope) EU RoHS Declaration | Pro-active compliance (Product out of EU RoHS legal scope) EU RoHS Declaration | Pro-active compliance (Product out of EU RoHS legal scope) EU RoHS Declaration | Pro-active compliance (Product out of EU RoHS legal scope) EU RoHS Declaration | Pro-active compliance (Product out of EU RoHS legal scope) EU RoHS Declaration | Pro-active compliance (Product out of EU RoHS legal scope) EU RoHS Declaration | Pro-active compliance (Product out of EU RoHS legal scope) EU RoHS Declaration | Pro-active compliance (Product out of EU RoHS legal scope) EU RoHS Declaration | Pro-active compliance (Product out of EU RoHS legal scope) EU RoHS Declaration | Pro-active compliance (Product out of EU RoHS legal scope) EU RoHS Declaration | Pro-active compliance (Product out of EU RoHS legal scope) EU RoHS Declaration | Pro-active compliance (Product out of EU RoHS legal scope) EU RoHS Declaration | Pro-active compliance (Product out of EU RoHS legal scope) EU RoHS Declaration | Pro-active compliance (Product out of EU RoHS legal scope) EU RoHS Declaration | Pro-active compliance (Product out of EU RoHS legal scope) EU RoHS Declaration | Pro-active compliance (Product out of EU RoHS legal scope) EU RoHS Declaration | Pro-active compliance (Product out of EU RoHS legal scope) EU RoHS Declaration | Pro-active compliance (Product out of EU RoHS legal scope) EU RoHS Declaration | Pro-active compliance (Product out of EU RoHS legal scope) EU RoHS Declaration | Pro-active compliance (Product out of EU RoHS legal scope) EU RoHS Declaration | Pro-active compliance (Product out of EU RoHS legal scope) EU RoHS Declaration | Pro-active compliance (Product out of EU RoHS legal scope) EU RoHS Declaration Pro-active compliance (Product out of EU RoHS legal scope) EU RoHS Declaration | Pro-active compliance (Product out of EU RoHS legal scope) EU RoHS Declaration | Pro-active compliance (Product out of EU RoHS legal scope) EU RoHS Declaration | Pro-active compliance (Product out of EU RoHS legal scope) EU RoHS Declaration | Pro-active compliance (Product out of EU RoHS legal scope) EU RoHS Declaration | Pro-active compliance (Product out of EU RoHS legal scope) EU RoHS Declaration | Pro-active compliance (Product out of EU RoHS legal scope) EU RoHS Declaration | Pro-active compliance (Product out of EU RoHS legal scope) EU RoHS Declaration | Pro-active compliance (Product out of EU RoHS legal scope) EU RoHS Declaration | Pro-active compliance (Product out of EU RoHS legal scope) EU RoHS Declaration | Pro-active compliance (Product out of EU RoHS legal scope) EU RoHS Declaration | Pro-active compliance (Product out of EU RoHS legal scope) EU RoHS Declaration | Pro-active compliance (Product out of EU RoHS legal scope) EU RoHS Declaration | Pro-active compliance (Product out of EU RoHS legal scope) EU RoHS Declaration | Pro-active compliance (Product out of EU RoHS legal scope) EU RoHS Declaration | Pro-active compliance (Product out of EU RoHS legal scope) EU RoHS Declaration | Pro-active compliance (Product out of EU RoHS legal scope) EU RoHS Declaration | Pro-active compliance (Product out of EU RoHS legal scope) EU RoHS Declaration | Pro-active compliance (Product out of EU RoHS legal scope) EU RoHS Declaration | Pro-active compliance (Product out of EU RoHS legal scope) EU RoHS Declaration | Pro-active compliance (Product out of EU RoHS legal scope) EU RoHS Declaration | Pro-active compliance (Product out of EU RoHS legal scope) EU RoHS Declaration | Pro-active compliance (Product out of EU RoHS legal scope) EU RoHS Declaration | Pro-active compliance (Product out of EU RoHS legal scope) EU RoHS Declaration | Pro-active compliance (Product out of EU RoHS legal scope) EU RoHS Declaration | Pro-active compliance (Product out of EU RoHS legal scope) EU RoHS Declaration | Pro-active compliance (Product out of EU RoHS legal scope) EU RoHS Declaration | Pro-active compliance (Product out of EU RoHS legal scope) EU RoHS Declaration | Pro-active compliance (Product out of EU RoHS legal scope) EU RoHS Declaration | Pro-active compliance (Product out of EU RoHS legal scope) EU RoHS Declaration | Pro-active compliance (Product out of EU RoHS legal scope) EU RoHS Declaration | Pro-active compliance (Product out of EU RoHS legal scope) EU RoHS Declaration | [11 empty] | Pro-active compliance (Product out of EU RoHS legal scope) EU RoHS Declaration | Pro-active compliance (Product out of EU RoHS legal scope) EU RoHS Declaration | Pro-active compliance (Product out of EU RoHS legal scope) EU RoHS Declaration | Pro-active compliance (Product out of EU RoHS legal scope) EU RoHS Declaration | Pro-active compliance (Product out of EU RoHS legal scope) EU RoHS Declaration | Pro-active compliance (Product out of EU RoHS legal scope) EU RoHS Declaration | Pro-active compliance (Product out of EU RoHS legal scope) EU RoHS Declaration | Pro-active compliance (Product out of EU RoHS legal scope) EU RoHS Declaration | Pro-active compliance (Product out of EU RoHS legal scope) EU RoHS Declaration | Pro-active compliance (Product out of EU RoHS legal scope) EU RoHS Declaration | Pro-active compliance (Product out of EU RoHS legal scope) EU RoHS Declaration | [38 empty] | Pro-active compliance (Product out of EU RoHS legal scope) EU RoHS Declaration | Pro-active compliance (Product out of EU RoHS legal scope) EU RoHS Declaration | Pro-active compliance (Product out of EU RoHS legal scope) EU RoHS Declaration | Pro-active compliance (Product out of EU RoHS legal scope) EU RoHS Declaration | Pro-active compliance (Product out of EU RoHS legal scope) EU RoHS Declaration | Pro-active compliance (Product out of EU RoHS legal scope) EU RoHS Declaration | Pro-active compliance (Product out of EU RoHS legal scope) EU RoHS Declaration | Pro-active compliance (Product out of EU RoHS legal scope) EU RoHS Declaration | Pro-active compliance (Product out of EU RoHS legal scope) EU RoHS Declaration | Pro-active compliance (Product out of EU RoHS legal scope) EU RoHS Declaration | Pro-active compliance (Product out of EU RoHS legal scope) EU RoHS Declaration | Pro-active compliance (Product out of EU RoHS legal scope) EU RoHS Declaration | Pro-active compliance (Product out of EU RoHS legal scope) EU RoHS Declaration | Pro-active compliance (Product out of EU RoHS legal scope) EU RoHS Declaration | Pro-active compliance (Product out of EU RoHS legal scope) EU RoHS Declaration | Pro-active compliance (Product out of EU RoHS legal scope) EU RoHS Declaration | Pro-active compliance (Product out of EU RoHS legal scope) EU RoHS Declaration | Pro-active compliance (Product out of EU RoHS legal scope) EU RoHS Declaration | Pro-active compliance (Product out of EU RoHS legal scope) EU RoHS Declaration | Pro-active compliance (Product out of EU RoHS legal scope) EU RoHS Declaration | Pro-active compliance (Product out of EU RoHS legal scope) EU RoHS Declaration | Pro-active compliance (Product out of EU RoHS legal scope) EU RoHS Declaration | Pro-active compliance (Product out of EU RoHS legal scope) EU RoHS Declaration | Pro-active compliance (Product out of EU RoHS legal scope) EU RoHS Declaration | Pro-active compliance (Product out of EU RoHS legal scope) EU RoHS Declaration | Pro-active compliance (Product out of EU RoHS legal scope) EU RoHS Declaration | Pro-active compliance (Product out of EU RoHS legal scope) EU RoHS Declaration | Pro-active compliance (Product out of EU RoHS legal scope) EU RoHS Declaration | Pro-active compliance (Product out of EU RoHS legal scope) EU RoHS Declaration | Pro-active compliance (Product out of EU RoHS legal scope) EU RoHS Declaration | Pro-active compliance (Product out of EU RoHS legal scope) EU RoHS Declaration | Pro-active compliance (Product out of EU RoHS legal scope) EU RoHS Declaration | Pro-active compliance (Product out of EU RoHS legal scope) EU RoHS Declaration | Pro-active compliance (Product out of EU RoHS legal scope) EU RoHS Declaration | Pro-active compliance (Product out of EU RoHS legal scope) EU RoHS Declaration | Pro-active compliance (Product out of EU RoHS legal scope) EU RoHS Declaration | Pro-active compliance (Product out of EU RoHS legal scope) EU RoHS Declaration | Pro-active compliance (Product out of EU RoHS legal scope) EU RoHS Declaration | Pro-active compliance (Product out of EU RoHS legal scope) EU RoHS Declaration | Pro-active compliance (Product out of EU RoHS legal scope) EU RoHS Declaration | Pro-active compliance (Product out of EU RoHS legal scope) EU RoHS Declaration | Pro-active compliance (Product out of EU RoHS legal scope) EU RoHS Declaration | Pro-active compliance (Product out of EU RoHS legal scope) EU RoHS Declaration | Pro-active compliance (Product out of EU RoHS legal scope) EU RoHS Declaration | Pro-active compliance (Product out of EU RoHS legal scope) EU RoHS Declaration | Pro-active compliance (Product out of EU RoHS legal scope) EU RoHS Declaration | Pro-active compliance (Product out of EU RoHS legal scope) EU RoHS Declaration | Pro-active compliance (Product out of EU RoHS legal scope) EU RoHS Declaration | Pro-active compliance (Product out of EU RoHS legal scope) EU RoHS Declaration | Pro-active compliance (Product out of EU RoHS legal scope) EU RoHS Declaration | Pro-active compliance (Product out of EU RoHS legal scope) EU RoHS Declaration | Pro-active compliance (Product out of EU RoHS legal scope) EU RoHS Declaration | Pro-active compliance (Product out of EU RoHS legal scope) EU RoHS Declaration | Pro-active compliance (Product out of EU RoHS legal scope) EU RoHS Declaration | [55 empty] | Pro-active compliance (Product out of EU RoHS legal scope) EU RoHS Declaration | Pro-active compliance (Product out of EU RoHS legal scope) EU RoHS Declaration | Pro-active compliance (Product out of EU RoHS legal scope) EU RoHS Declaration | Pro-active compliance (Product out of EU RoHS legal scope) EU RoHS Declaration | Pro-active compliance (Product out of EU RoHS legal scope) EU RoHS Declaration | Pro-active compliance (Product out of EU RoHS legal scope) EU RoHS Declaration | Pro-active compliance (Product out of EU RoHS legal scope) EU RoHS Declaration | Pro-active compliance (Product out of EU RoHS legal scope) EU RoHS Declaration | Pro-active compliance (Product out of EU RoHS legal scope) EU RoHS Declaration | Pro-active compliance (Product out of EU RoHS legal scope) EU RoHS Declaration | Pro-active compliance (Product out of EU RoHS legal scope) EU RoHS Declaration | Pro-active compliance (Product out of EU RoHS legal scope) EU RoHS Declaration | Pro-active compliance (Product out of EU RoHS legal scope) EU RoHS Declaration | Pro-active compliance (Product out of EU RoHS legal scope) EU RoHS Declaration | Pro-active compliance (Product out of EU RoHS legal scope) EU RoHS Declaration | Pro-active compliance (Product out of EU RoHS legal scope) EU RoHS Declaration | Pro-active compliance (Product out of EU RoHS legal scope) EU RoHS Declaration | Pro-active compliance (Product out of EU RoHS legal scope) EU RoHS Declaration | Pro-active compliance (Product out of EU RoHS legal scope) EU RoHS Declaration | Pro-active compliance (Product out of EU RoHS legal scope) EU RoHS Declaration | Pro-active compliance (Product out of EU RoHS legal scope) EU RoHS Declaration | Pro-active compliance (Product out of EU RoHS legal scope) EU RoHS Declaration | Pro-active compliance (Product out of EU RoHS legal scope) EU RoHS Declaration | Pro-active compliance (Product out of EU RoHS legal scope) EU RoHS Declaration |  | Pro-active compliance (Product out of EU RoHS legal scope) EU RoHS Declaration |  | Pro-active compliance (Product out of EU RoHS legal scope) EU RoHS Declaration | Pro-active compliance (Product out of EU RoHS legal scope) EU RoHS Declaration | Pro-active compliance (Product out of EU RoHS legal scope) EU RoHS Declaration |  | Pro-active compliance (Product out of EU RoHS legal scope) EU RoHS Declaration | Pro-active compliance (Product out of EU RoHS legal scope) EU RoHS Declaration | Pro-active compliance (Product out of EU RoHS legal scope) EU RoHS Declaration | Pro-active compliance (Product out of EU RoHS legal scope) EU RoHS Declaration | Pro-active compliance (Product out of EU RoHS legal scope) EU RoHS Declaration |  | Pro-active compliance (Product out of EU RoHS legal scope) EU RoHS Declaration | Pro-active compliance (Product out of EU RoHS legal scope) EU RoHS Declaration | Pro-active compliance (Product out of EU RoHS legal scope) EU RoHS Declaration |  | Pro-active compliance (Product out of EU RoHS legal scope) EU RoHS Declaration |  | Pro-active compliance (Product out of EU RoHS legal scope) EU RoHS Declaration | Pro-active compliance (Product out of EU RoHS legal scope) EU RoHS Declaration | Pro-active compliance (Product out of EU RoHS legal scope) EU RoHS Declaration | Pro-active compliance (Product out of EU RoHS legal scope) EU RoHS Declaration | Pro-active compliance (Product out of EU RoHS legal scope) EU RoHS Declaration | Pro-active compliance (Product out of EU RoHS legal scope) EU RoHS Declaration | Pro-active compliance (Product out of EU RoHS legal scope) EU RoHS Declaration |  | Pro-active compliance (Product out of EU RoHS legal scope) EU RoHS Declaration | Pro-active compliance (Product out of EU RoHS legal scope) EU RoHS Declaration | Pro-active compliance (Product out of EU RoHS legal scope) EU RoHS Declaration |  | Pro-active compliance (Product out of EU RoHS legal scope) EU RoHS Declaration | Pro-active compliance (Product out of EU RoHS legal scope) EU RoHS Declaration | Pro-active compliance (Product out of EU RoHS legal scope) EU RoHS Declaration | Pro-active compliance (Product out of EU RoHS legal scope) EU RoHS Declaration | Pro-active compliance (Product out of EU RoHS legal scope) EU RoHS Declaration |  | Pro-active compliance (Product out of EU RoHS legal scope) EU RoHS Declaration | Pro-active compliance (Product out of EU RoHS legal scope) EU RoHS Declaration | Pro-active compliance (Product out of EU RoHS legal scope) EU RoHS Declaration |  | Pro-active compliance (Product out of EU RoHS legal scope) EU RoHS Declaration |  | Pro-active compliance (Product out of EU RoHS legal scope) EU RoHS Declaration | Pro-active compliance (Product out of EU RoHS legal scope) EU RoHS Declaration | Pro-active compliance (Product out of EU RoHS legal scope) EU RoHS Declaration | Pro-active compliance (Product out of EU RoHS legal scope) EU RoHS Declaration | Pro-active compliance (Product out of EU RoHS legal scope) EU RoHS Declaration | Pro-active compliance (Product out of EU RoHS legal scope) EU RoHS Declaration | Pro-active compliance (Product out of EU RoHS legal scope) EU RoHS Declaration | Pro-active compliance (Product out of EU RoHS legal scope) EU RoHS Declaration | Pro-active compliance (Product out of EU RoHS legal scope) EU RoHS Declaration | Pro-active compliance (Product out of EU RoHS legal scope) EU RoHS Declaration | Pro-active compliance (Product out of EU RoHS legal scope) EU RoHS Declaration | Pro-active compliance (Product out of EU RoHS legal scope) EU RoHS Declaration | Pro-active compliance (Product out of EU RoHS legal scope) EU RoHS Declaration | Pro-active compliance (Product out of EU RoHS legal scope) EU RoHS Declaration | Pro-active compliance (Product out of EU RoHS legal scope) EU RoHS Declaration | Pro-active compliance (Product out of EU RoHS legal scope) EU RoHS Declaration | Pro-active compliance (Product out of EU RoHS legal scope) EU RoHS Declaration | Pro-active compliance (Product out of EU RoHS legal scope) EU RoHS Declaration | Pro-active compliance (Product out of EU RoHS legal scope) EU RoHS Declaration | Pro-active compliance (Product out of EU RoHS legal scope) EU RoHS Declaration | Pro-active compliance (Product out of EU RoHS legal scope) EU RoHS Declaration |  | Pro-active compliance (Product out of EU RoHS legal scope) EU RoHS Declaration | Pro-active compliance (Product out of EU RoHS legal scope) EU RoHS Declaration | Pro-active compliance (Product out of EU RoHS legal scope) EU RoHS Declaration | Pro-active compliance (Product out of EU RoHS legal scope) EU RoHS Declaration | Pro-active compliance (Product out of EU RoHS legal scope) EU RoHS Declaration | Pro-active compliance (Product out of EU RoHS legal scope) EU RoHS Declaration | Pro-active compliance (Product out of EU RoHS legal scope) EU RoHS Declaration | Pro-active compliance (Product out of EU RoHS legal scope) EU RoHS Declaration | Pro-active compliance (Product out of EU RoHS legal scope) EU RoHS Declaration | Pro-active compliance (Product out of EU RoHS legal scope) EU RoHS Declaration | Pro-active compliance (Product out of EU RoHS legal scope) EU RoHS Declaration | Pro-active compliance (Product out of EU RoHS legal scope) EU RoHS Declaration | Pro-active compliance (Product out of EU RoHS legal scope) EU RoHS Declaration | Pro-active compliance (Product out of EU RoHS legal scope) EU RoHS Declaration | Pro-active compliance (Product out of EU RoHS legal scope) EU RoHS Declaration | Pro-active compliance (Product out of EU RoHS legal scope) EU RoHS Declaration | Pro-active compliance (Product out of EU RoHS legal scope) EU RoHS Declaration | Pro-active compliance (Product out of EU RoHS legal scope) EU RoHS Declaration | Pro-active compliance (Product out of EU RoHS legal scope) EU RoHS Declaration | Pro-active compliance (Product out of EU RoHS legal scope) EU RoHS Declaration | Pro-active compliance (Product out of EU RoHS legal scope) EU RoHS Declaration | Pro-active compliance (Product out of EU RoHS legal scope) EU RoHS Declaration | Pro-active compliance (Product out of EU RoHS legal scope) EU RoHS Declaration | Pro-active compliance (Product out of EU RoHS legal scope) EU RoHS Declaration | Pro-active compliance (Product out of EU RoHS legal scope) EU RoHS Declaration | Pro-active compliance (Product out of EU RoHS legal scope) EU RoHS Declaration | Pro-active compliance (Product out of EU RoHS legal scope) EU RoHS Declaration | Pro-active compliance (Product out of EU RoHS legal scope) EU RoHS Declaration | Pro-active compliance (Product out of EU RoHS legal scope) EU RoHS Declaration | Pro-active compliance (Product out of EU RoHS legal scope) EU RoHS Declaration | Pro-active compliance (Product out of EU RoHS legal scope) EU RoHS Declaration | Pro-active compliance (Product out of EU RoHS legal scope) EU RoHS Declaration | Pro-active compliance (Product out of EU RoHS legal scope) EU RoHS Declaration | Pro-active compliance (Product out of EU RoHS legal scope) EU RoHS Declaration | Pro-active compliance (Product out of EU RoHS legal scope) EU RoHS Declaration | Pro-active compliance (Product out of EU RoHS legal scope) EU RoHS Declaration | Pro-active compliance (Product out of EU RoHS legal scope) EU RoHS Declaration | Pro-active compliance (Product out of EU RoHS legal scope) EU RoHS Declaration | Pro-active compliance (Product out of EU RoHS legal scope) EU RoHS Declaration | Pro-active compliance (Product out of EU RoHS legal scope) EU RoHS Declaration | Pro-active compliance (Product out of EU RoHS legal scope) EU RoHS Declaration | Pro-active compliance (Product out of EU RoHS legal scope) EU RoHS Declaration | Pro-active compliance (Product out of EU RoHS legal scope) EU RoHS Declaration | Pro-active compliance (Product out of EU RoHS legal scope) EU RoHS Declaration | Pro-active compliance (Product out of EU RoHS legal scope) EU RoHS Declaration | Pro-active compliance (Product out of EU RoHS legal scope) EU RoHS Declaration | Pro-active compliance (Product out of EU RoHS legal scope) EU RoHS Declaration | Pro-active compliance (Product out of EU RoHS legal scope) EU RoHS Declaration | Pro-active compliance (Product out of EU RoHS legal scope) EU RoHS Declaration | Pro-active compliance (Product out of EU RoHS legal scope) EU RoHS Declaration | Pro-active compliance (Product out of EU RoHS legal scope) EU RoHS Declaration | Pro-active compliance (Product out of EU RoHS legal scope) EU RoHS Declaration | Pro-active compliance (Product out of EU RoHS legal scope) EU RoHS Declaration | Pro-active compliance (Product out of EU RoHS legal scope) EU RoHS Declaration | Pro-active compliance (Product out of EU RoHS legal scope) EU RoHS Declaration | Pro-active compliance (Product out of EU RoHS legal scope) EU RoHS Declaration | Pro-active compliance (Product out of EU RoHS legal scope) EU RoHS Declaration | Pro-active compliance (Product out of EU RoHS legal scope) EU RoHS Declaration | Pro-active compliance (Product out of EU RoHS legal scope) EU RoHS Declaration | Pro-active compliance (Product out of EU RoHS legal scope) EU RoHS Declaration | Pro-active compliance (Product out of EU RoHS legal scope) EU RoHS Declaration | Pro-active compliance (Product out of EU RoHS legal scope) EU RoHS Declaration | Pro-active compliance (Product out of EU RoHS legal scope) EU RoHS Declaration | Pro-active compliance (Product out of EU RoHS legal scope) EU RoHS Declaration | Pro-active compliance (Product out of EU RoHS legal scope) EU RoHS Declaration | Pro-active compliance (Product out of EU RoHS legal scope) EU RoHS Declaration | Pro-active compliance (Product out of EU RoHS legal scope) EU RoHS Declaration | Pro-active compliance (Product out of EU RoHS legal scope) EU RoHS Declaration | Pro-active compliance (Product out of EU RoHS legal scope) EU RoHS Declaration | Pro-active compliance (Product out of EU RoHS legal scope) EU RoHS Declaration | Pro-active compliance (Product out of EU RoHS legal scope) EU RoHS Declaration | Pro-active compliance (Product out of EU RoHS legal scope) EU RoHS Declaration | Pro-active compliance (Product out of EU RoHS legal scope) EU RoHS Declaration | Pro-active compliance (Product out of EU RoHS legal scope) EU RoHS Declaration | Pro-active compliance (Product out of EU RoHS legal scope) EU RoHS Declaration | Pro-active compliance (Product out of EU RoHS legal scope) EU RoHS Declaration | Pro-active compliance (Product out of EU RoHS legal scope) EU RoHS Declaration | Pro-active compliance (Product out of EU RoHS legal scope) EU RoHS Declaration | Pro-active compliance (Product out of EU RoHS legal scope) EU RoHS Declaration | Pro-active compliance (Product out of EU RoHS legal scope) EU RoHS Declaration | Pro-active compliance (Product out of EU RoHS legal scope) EU RoHS Declaration | Pro-active compliance (Product out of EU RoHS legal scope) EU RoHS Declaration | Pro-active compliance (Product out of EU RoHS legal scope) EU RoHS Declaration | Pro-active compliance (Product out of EU RoHS legal scope) EU RoHS Declaration | Pro-active compliance (Product out of EU RoHS legal scope) EU RoHS Declaration | Pro-active compliance (Product out of EU RoHS legal scope) EU RoHS Declaration | Pro-active compliance (Product out of EU RoHS legal scope) EU RoHS Declaration | Pro-active compliance (Product out of EU RoHS legal scope) EU RoHS Declaration | Pro-active compliance (Product out of EU RoHS legal scope) EU RoHS Declaration | Pro-active compliance (Product out of EU RoHS legal scope) EU RoHS Declaration | Pro-active compliance (Product out of EU RoHS legal scope) EU RoHS Declaration |  | Pro-active compliance (Product out of EU RoHS legal scope) EU RoHS Declaration | Pro-active compliance (Product out of EU RoHS legal scope) EU RoHS Declaration | Pro-active compliance (Product out of EU RoHS legal scope) EU RoHS Declaration | Pro-active compliance (Product out of EU RoHS legal scope) EU RoHS Declaration | Pro-active compliance (Product out of EU RoHS legal scope) EU RoHS Declaration | Pro-active compliance (Product out of EU RoHS legal scope) EU RoHS Declaration | Pro-active compliance (Product out of EU RoHS legal scope) EU RoHS Declaration | Pro-active compliance (Product out of EU RoHS legal scope) EU RoHS Declaration | Pro-active compliance (Product out of EU RoHS legal scope) EU RoHS Declaration | Pro-active compliance (Product out of EU RoHS legal scope) EU RoHS Declaration | Pro-active compliance (Product out of EU RoHS legal scope) EU RoHS Declaration | Pro-active compliance (Product out of EU RoHS legal scope) EU RoHS Declaration | Pro-active compliance (Product out of EU RoHS legal scope) EU RoHS Declaration | Pro-active compliance (Product out of EU RoHS legal scope) EU RoHS Declaration | Pro-active compliance (Product out of EU RoHS legal scope) EU RoHS Declaration | Pro-active compliance (Product out of EU RoHS legal scope) EU RoHS Declaration | Pro-active compliance (Product out of EU RoHS legal scope) EU RoHS Declaration | Pro-active compliance (Product out of EU RoHS legal scope) EU RoHS Declaration | Pro-active compliance (Product out of EU RoHS legal scope) EU RoHS Declaration | Pro-active compliance (Product out of EU RoHS legal scope) EU RoHS Declaration | Pro-active compliance (Product out of EU RoHS legal scope) EU RoHS Declaration | Pro-active compliance (Product out of EU RoHS legal scope) EU RoHS Declaration | Pro-active compliance (Product out of EU RoHS legal scope) EU RoHS Declaration | Pro-active compliance (Product out of EU RoHS legal scope) EU RoHS Declaration | Pro-active compliance (Product out of EU RoHS legal scope) EU RoHS Declaration | Pro-active compliance (Product out of EU RoHS legal scope) EU RoHS Declaration | Pro-active compliance (Product out of EU RoHS legal scope) EU RoHS Declaration | Pro-active compliance (Product out of EU RoHS legal scope) EU RoHS Declaration | Pro-active compliance (Product out of EU RoHS legal scope) EU RoHS Declaration | Pro-active compliance (Product out of EU RoHS legal scope) EU RoHS Declaration | Pro-active compliance (Product out of EU RoHS legal scope) EU RoHS Declaration | Pro-active compliance (Product out of EU RoHS legal scope) EU RoHS Declaration | Pro-active compliance (Product out of EU RoHS legal scope) EU RoHS Declaration | Pro-active compliance (Product out of EU RoHS legal scope) EU RoHS Declaration | Pro-active compliance (Product out of EU RoHS legal scope) EU RoHS Declaration | Pro-active compliance (Product out of EU RoHS legal scope) EU RoHS Declaration | Pro-active compliance (Product out of EU RoHS legal scope) EU RoHS Declaration | Pro-active compliance (Product out of EU RoHS legal scope) EU RoHS Declaration | Pro-active compliance (Product out of EU RoHS legal scope) EU RoHS Declaration | Pro-active compliance (Product out of EU RoHS legal scope) EU RoHS Declaration | Pro-active compliance (Product out of EU RoHS legal scope) EU RoHS Declaration | Pro-active compliance (Product out of EU RoHS legal scope) EU RoHS Declaration | Pro-active compliance (Product out of EU RoHS legal scope) EU RoHS Declaration | Pro-active compliance (Product out of EU RoHS legal scope) EU RoHS Declaration | Pro-active compliance (Product out of EU RoHS legal scope) EU RoHS Declaration | Pro-active compliance (Product out of EU RoHS legal scope) EU RoHS Declaration | Pro-active compliance (Product out of EU RoHS legal scope) EU RoHS Declaration | Pro-active compliance (Product out of EU RoHS legal scope) EU RoHS Declaration | Pro-active compliance (Product out of EU RoHS legal scope) EU RoHS Declaration | Pro-active compliance (Product out of EU RoHS legal scope) EU RoHS Declaration | Pro-active compliance (Product out of EU RoHS legal scope) EU RoHS Declaration | Pro-active compliance (Product out of EU RoHS legal scope) EU RoHS Declaration | Pro-active compliance (Product out of EU RoHS legal scope) EU RoHS Declaration | Pro-active compliance (Product out of EU RoHS legal scope) EU RoHS Declaration | Pro-active compliance (Product out of EU RoHS legal scope) EU RoHS Declaration | Pro-active compliance (Product out of EU RoHS legal scope) EU RoHS Declaration | Pro-active compliance (Product out of EU RoHS legal scope) EU RoHS Declaration | Pro-active compliance (Product out of EU RoHS legal scope) EU RoHS Declaration | Pro-active compliance (Product out of EU RoHS legal scope) EU RoHS Declaration | Pro-active compliance (Product out of EU RoHS legal scope) EU RoHS Declaration | Pro-active compliance (Product out of EU RoHS legal scope) EU RoHS Declaration | [42 empty] | Pro-active compliance (Product out of EU RoHS legal scope) EU RoHS Declaration Pro-active compliance (Product out of EU RoHS legal scope) EU RoHS Declaration | Pro-active compliance (Product out of EU RoHS legal scope) EU RoHS Declaration Pro-active compliance (Product out of EU RoHS legal scope) EU RoHS Declaration | Pro-active compliance (Product out of EU RoHS legal scope) EU RoHS Declaration Pro-active compliance (Product out of EU RoHS legal scope) EU RoHS Declaration | Pro-active compliance (Product out of EU RoHS legal scope) EU RoHS Declaration Pro-active compliance (Product out of EU RoHS legal scope) EU RoHS Declaration | Pro-active compliance (Product out of EU RoHS legal scope) EU RoHS Declaration Pro-active compliance (Product out of EU RoHS legal scope) EU RoHS Declaration | Pro-active compliance (Product out of EU RoHS legal scope) EU RoHS Declaration Pro-active compliance (Product out of EU RoHS legal scope) EU RoHS Declaration | Pro-active compliance (Product out of EU RoHS legal scope) EU RoHS Declaration Pro-active compliance (Product out of EU RoHS legal scope) EU RoHS Declaration | Pro-active compliance (Product out of EU RoHS legal scope) EU RoHS Declaration Pro-active compliance (Product out of EU RoHS legal scope) EU RoHS Declaration | Pro-active compliance (Product out of EU RoHS legal scope) EU RoHS Declaration Pro-active compliance (Product out of EU RoHS legal scope) EU RoHS Declaration | Pro-active compliance (Product out of EU RoHS legal scope) EU RoHS Declaration Pro-active compliance (Product out of EU RoHS legal scope) EU RoHS Declaration | Pro-active compliance (Product out of EU RoHS legal scope) EU RoHS Declaration Pro-active compliance (Product out of EU RoHS legal scope) EU RoHS Declaration | Pro-active compliance (Product out of EU RoHS legal scope) EU RoHS Declaration Pro-active compliance (Product out of EU RoHS legal scope) EU RoHS Declaration | Pro-active compliance (Product out of EU RoHS legal scope) EU RoHS Declaration Pro-active compliance (Product out of EU RoHS legal scope) EU RoHS Declaration | Pro-active compliance (Product out of EU RoHS legal scope) EU RoHS Declaration Pro-active compliance (Product out of EU RoHS legal scope) EU RoHS Declaration | Pro-active compliance (Product out of EU RoHS legal scope) EU RoHS Declaration Pro-active compliance (Product out of EU RoHS legal scope) EU RoHS Declaration | Pro-active compliance (Product out of EU RoHS legal scope) EU RoHS Declaration Pro-active compliance (Product out of EU RoHS legal scope) EU RoHS Declaration |  |  | Pro-active compliance (Product out of EU RoHS legal scope) EU RoHS Declaration Pro-active compliance (Product out of EU RoHS legal scope) EU RoHS Declaration | Pro-active compliance (Product out of EU RoHS legal scope) EU RoHS Declaration Pro-active compliance (Product out of EU RoHS legal scope) EU RoHS Declaration | Pro-active compliance (Product out of EU RoHS legal scope) EU RoHS Declaration Pro-active compliance (Product out of EU RoHS legal scope) EU RoHS Declaration | Pro-active compliance (Product out of EU RoHS legal scope) EU RoHS Declaration Pro-active compliance (Product out of EU RoHS legal scope) EU RoHS Declaration | Pro-active compliance (Product out of EU RoHS legal scope) EU RoHS Declaration Pro-active compliance (Product out of EU RoHS legal scope) EU RoHS Declaration | Pro-active compliance (Product out of EU RoHS legal scope) EU RoHS Declaration Pro-active compliance (Product out of EU RoHS legal scope) EU RoHS Declaration | [26 empty] | Pro-active compliance (Product out of EU RoHS legal scope) EU RoHS Declaration | Pro-active compliance (Product out of EU RoHS legal scope) EU RoHS Declaration | Pro-active compliance (Product out of EU RoHS legal scope) EU RoHS Declaration | Pro-active compliance (Product out of EU RoHS legal scope) EU RoHS Declaration | Pro-active compliance (Product out of EU RoHS legal scope) EU RoHS Declaration | Pro-active compliance (Product out of EU RoHS legal scope) EU RoHS Declaration | Pro-active compliance (Product out of EU RoHS legal scope) EU RoHS Declaration | Pro-active compliance (Product out of EU RoHS legal scope) EU RoHS Declaration |  |  | Pro-active compliance (Product out of EU RoHS legal scope) EU RoHS Declaration | Pro-active compliance (Product out of EU RoHS legal scope) EU RoHS Declaration | Pro-active compliance (Product out of EU RoHS legal scope) EU RoHS Declaration | Pro-active compliance (Product out of EU RoHS legal scope) EU RoHS Declaration | Pro-active compliance (Product out of EU RoHS legal scope) EU RoHS Declaration | Pro-active compliance (Product out of EU RoHS legal scope) EU RoHS Declaration | Pro-active compliance (Product out of EU RoHS legal scope) EU RoHS Declaration | Pro-active compliance (Product out of EU RoHS legal scope) EU RoHS Declaration | Pro-active compliance (Product out of EU RoHS legal scope) EU RoHS Declaration | Pro-active compliance (Product out of EU RoHS legal scope) EU RoHS Declaration | Pro-active compliance (Product out of EU RoHS legal scope) EU RoHS Declaration | Pro-active compliance (Product out of EU RoHS legal scope) EU RoHS Declaration |  | Pro-active compliance (Product out of EU RoHS legal scope) EU RoHS Declaration | Pro-active compliance (Product out of EU RoHS legal scope) EU RoHS Declaration | Pro-active compliance (Product out of EU RoHS legal scope) EU RoHS Declaration | Pro-active compliance (Product out of EU RoHS legal scope) EU RoHS Declaration | Pro-active compliance (Product out of EU RoHS legal scope) EU RoHS Declaration | Pro-active compliance (Product out of EU RoHS legal scope) EU RoHS Declaration |  |  |  | Pro-active compliance (Product out of EU RoHS legal scope) EU RoHS Declaration | Pro-active compliance (Product out of EU RoHS legal scope) EU RoHS Declaration |  | Pro-active compliance (Product out of EU RoHS legal scope) EU RoHS Declaration |  | Pro-active compliance (Product out of EU RoHS legal scope) EU RoHS Declaration |  | Pro-active compliance (Product out of EU RoHS legal scope) EU RoHS Declaration | Pro-active compliance (Product out of EU RoHS legal scope) EU RoHS Declaration | Pro-active compliance (Product out of EU RoHS legal scope) EU RoHS Declaration |  | Pro-active compliance (Product out of EU RoHS legal scope) EU RoHS Declaration |  | Pro-active compliance (Product out of EU RoHS legal scope) EU RoHS Declaration | Pro-active compliance (Product out of EU RoHS legal scope) EU RoHS Declaration | [7 empty] | Pro-active compliance (Product out of EU RoHS legal scope) EU RoHS Declaration | Pro-active compliance (Product out of EU RoHS legal scope) EU RoHS Declaration | Pro-active compliance (Product out of EU RoHS legal scope) EU RoHS Declaration | Pro-active compliance (Product out of EU RoHS legal scope) EU RoHS Declaration | Pro-active compliance (Product out of EU RoHS legal scope) EU RoHS Declaration | Pro-active compliance (Product out of EU RoHS legal scope) EU RoHS Declaration | Pro-active compliance (Product out of EU RoHS legal scope) EU RoHS Declaration | Pro-active compliance (Product out of EU RoHS legal scope) EU RoHS Declaration | Pro-active compliance (Product out of EU RoHS legal scope) EU RoHS Declaration | Pro-active compliance (Product out of EU RoHS legal scope) EU RoHS Declaration | Pro-active compliance (Product out of EU RoHS legal scope) EU RoHS Declaration | Pro-active compliance (Product out of EU RoHS legal scope) EU RoHS Declaration | Pro-active compliance (Product out of EU RoHS legal scope) EU RoHS Declaration | Pro-active compliance (Product out of EU RoHS legal scope) EU RoHS Declaration | Pro-active compliance (Product out of EU RoHS legal scope) EU RoHS Declaration | Pro-active compliance (Product out of EU RoHS legal scope) EU RoHS Declaration | Pro-active compliance (Product out of EU RoHS legal scope) EU RoHS Declaration | Pro-active compliance (Product out of EU RoHS legal scope) EU RoHS Declaration | Pro-active compliance (Product out of EU RoHS legal scope) EU RoHS Declaration | Pro-active compliance (Product out of EU RoHS legal scope) EU RoHS Declaration | Pro-active compliance (Product out of EU RoHS legal scope) EU RoHS Declaration | Pro-active compliance (Product out of EU RoHS legal scope) EU RoHS Declaration
| Environmental Disclosure | Product Environmental Profile | Product Environmental Profile | Product Environmental Profile | Product Environmental Profile | Product Environmental Profile | Product Environmental Profile | Product Environmental Profile | Product Environmental Profile | Product Environmental Profile | Product Environmental Profile | Product Environmental Profile | Product Environmental Profile | Product Environmental Profile | Product Environmental Profile | Product Environmental Profile | Product Environmental Profile | Product Environmental Profile | Product Environmental Profile | Product Environmental Profile | Product Environmental Profile | Product Environmental Profile | Product Environmental Profile |  | Product Environmental Profile | Product Environmental Profile | Product Environmental Profile | Product Environmental Profile | Product Environmental Profile | Product Environmental Profile | Product Environmental Profile | Product Environmental Profile | Product Environmental Profile | Product Environmental Profile | Product Environmental Profile | Product Environmental Profile | Product Environmental Profile | Product Environmental Profile | Product Environmental Profile | Product Environmental Profile | Product Environmental Profile | Product Environmental Profile | Product Environmental Profile | Product Environmental Profile | Product Environmental Profile | Product Environmental Profile | Product Environmental Profile | Product Environmental Profile | Product Environmental Profile | Product Environmental Profile | Product Environmental Profile | Product Environmental Profile | Product Environmental Profile | Product Environmental Profile | Product Environmental Profile | Product Environmental Profile | Product Environmental Profile | Product Environmental Profile | Product Environmental Profile | Product Environmental Profile | Product Environmental Profile | Product Environmental Profile | Product Environmental Profile | Product Environmental Profile | Product Environmental Profile | Product Environmental Profile | Product Environmental Profile | Product Environmental Profile | Product Environmental Profile | Product Environmental Profile | Product Environmental Profile | Product Environmental Profile | Product Environmental Profile | Product Environmental Profile | Product Environmental Profile | Product Environmental Profile | Product Environmental Profile | Product Environmental Profile | Product Environmental Profile | Product Environmental Profile | Product Environmental Profile | Product Environmental Profile | Product Environmental Profile | Product Environmental Profile | Product Environmental Profile | Product Environmental Profile | Product Environmental Profile | Product Environmental Profile | Product Environmental Profile | Product Environmental Profile | Product Environmental Profile | Product Environmental Profile | Product Environmental Profile | Product Environmental Profile | Product Environmental Profile | Product Environmental Profile | Product Environmental Profile | Product Environmental Profile | Product Environmental Profile | Product Environmental Profile | Product Environmental Profile | Product Environmental Profile Product Environmental Profile | Product Environmental Profile | Product Environmental Profile | Product Environmental Profile | Product Environmental Profile | Product Environmental Profile | Product Environmental Profile | Product Environmental Profile | Product Environmental Profile | Product Environmental Profile | Product Environmental Profile | Product Environmental Profile | Product Environmental Profile | Product Environmental Profile | Product Environmental Profile | Product Environmental Profile | Product Environmental Profile | Product Environmental Profile | Product Environmental Profile | Product Environmental Profile | Product Environmental Profile | Product Environmental Profile | Product Environmental Profile | Product Environmental Profile | Product Environmental Profile | Product Environmental Profile | Product Environmental Profile | Product Environmental Profile | Product Environmental Profile | Product Environmental Profile | Product Environmental Profile | Product Environmental Profile | [11 empty] | Product Environmental Profile | Product Environmental Profile | Product Environmental Profile | Product Environmental Profile | Product Environmental Profile | Product Environmental Profile | Product Environmental Profile | Product Environmental Profile | Product Environmental Profile | Product Environmental Profile | Product Environmental Profile | [38 empty] | Product Environmental Profile | Product Environmental Profile | Product Environmental Profile | Product Environmental Profile | Product Environmental Profile | Product Environmental Profile | Product Environmental Profile | Product Environmental Profile | Product Environmental Profile |  | Product Environmental Profile | Product Environmental Profile | Product Environmental Profile | Product Environmental Profile | Product Environmental Profile | Product Environmental Profile | Product Environmental Profile | Product Environmental Profile | Product Environmental Profile | Product Environmental Profile | Product Environmental Profile | Product Environmental Profile | Product Environmental Profile | Product Environmental Profile | Product Environmental Profile | Product Environmental Profile | Product Environmental Profile | Product Environmental Profile | Product Environmental Profile | Product Environmental Profile | Product Environmental Profile | Product Environmental Profile | Product Environmental Profile | Product Environmental Profile | Product Environmental Profile | Product Environmental Profile | Product Environmental Profile | Product Environmental Profile | Product Environmental Profile | Product Environmental Profile | Product Environmental Profile | Product Environmental Profile | Product Environmental Profile | Product Environmental Profile | Product Environmental Profile | Product Environmental Profile | Product Environmental Profile | Product Environmental Profile | Product Environmental Profile | Product Environmental Profile | Product Environmental Profile | Product Environmental Profile | Product Environmental Profile | Product Environmental Profile | [55 empty] | Product Environmental Profile | Product Environmental Profile | Product Environmental Profile | Product Environmental Profile | Product Environmental Profile | Product Environmental Profile | Product Environmental Profile | Product Environmental Profile | Product Environmental Profile | Product Environmental Profile | Product Environmental Profile | Product Environmental Profile | Product Environmental Profile | Product Environmental Profile | Product Environmental Profile | Product Environmental Profile | Product Environmental Profile | Product Environmental Profile | Product Environmental Profile | Product Environmental Profile | Product Environmental Profile | Product Environmental Profile | Product Environmental Profile | Product Environmental Profile |  | Product Environmental Profile |  | Product Environmental Profile | Product Environmental Profile | Product Environmental Profile |  | Product Environmental Profile | Product Environmental Profile | Product Environmental Profile | Product Environmental Profile | Product Environmental Profile |  | Product Environmental Profile | Product Environmental Profile | Product Environmental Profile |  | Product Environmental Profile |  | Product Environmental Profile | Product Environmental Profile | Product Environmental Profile | Product Environmental Profile | Product Environmental Profile | Product Environmental Profile | Product Environmental Profile |  | Product Environmental Profile | Product Environmental Profile | Product Environmental Profile |  | Product Environmental Profile | Product Environmental Profile | Product Environmental Profile | Product Environmental Profile | Product Environmental Profile |  | Product Environmental Profile | Product Environmental Profile | Product Environmental Profile |  | Product Environmental Profile |  | Product Environmental Profile | Product Environmental Profile | Product Environmental Profile | Product Environmental Profile | Product Environmental Profile | Product Environmental Profile | Product Environmental Profile | Product Environmental Profile | Product Environmental Profile | Product Environmental Profile | Product Environmental Profile | Product Environmental Profile | Product Environmental Profile | Product Environmental Profile | Product Environmental Profile | Product Environmental Profile | Product Environmental Profile | Product Environmental Profile | Product Environmental Profile | Product Environmental Profile | Product Environmental Profile |  | Product Environmental Profile | Product Environmental Profile | Product Environmental Profile | Product Environmental Profile | Product Environmental Profile | Product Environmental Profile | Product Environmental Profile | Product Environmental Profile | Product Environmental Profile | Product Environmental Profile | Product Environmental Profile | Product Environmental Profile | Product Environmental Profile | Product Environmental Profile | Product Environmental Profile | Product Environmental Profile | Product Environmental Profile | Product Environmental Profile | Product Environmental Profile | Product Environmental Profile | Product Environmental Profile | Product Environmental Profile | Product Environmental Profile | Product Environmental Profile | Product Environmental Profile | Product Environmental Profile | Product Environmental Profile | Product Environmental Profile | Product Environmental Profile | Product Environmental Profile | Product Environmental Profile | Product Environmental Profile | Product Environmental Profile | Product Environmental Profile | Product Environmental Profile | Product Environmental Profile | Product Environmental Profile | Product Environmental Profile | Product Environmental Profile | Product Environmental Profile | Product Environmental Profile | Product Environmental Profile | Product Environmental Profile | Product Environmental Profile | Product Environmental Profile | Product Environmental Profile | Product Environmental Profile | Product Environmental Profile | Product Environmental Profile | Product Environmental Profile | Product Environmental Profile | Product Environmental Profile | Product Environmental Profile | Product Environmental Profile | Product Environmental Profile | Product Environmental Profile | Product Environmental Profile | Product Environmental Profile | Product Environmental Profile | Product Environmental Profile | Product Environmental Profile | Product Environmental Profile | Product Environmental Profile | Product Environmental Profile | Product Environmental Profile | Product Environmental Profile | Product Environmental Profile | Product Environmental Profile | Product Environmental Profile | Product Environmental Profile | Product Environmental Profile | Product Environmental Profile | Product Environmental Profile | Product Environmental Profile | Product Environmental Profile | Product Environmental Profile | Product Environmental Profile | Product Environmental Profile | Product Environmental Profile | Product Environmental Profile | Product Environmental Profile | Product Environmental Profile | Product Environmental Profile | Product Environmental Profile | Product Environmental Profile | Product Environmental Profile | Product Environmental Profile | Product Environmental Profile | Product Environmental Profile | Product Environmental Profile | Product Environmental Profile |  | Product Environmental Profile | Product Environmental Profile | Product Environmental Profile | Product Environmental Profile | Product Environmental Profile | Product Environmental Profile | Product Environmental Profile | Product Environmental Profile | Product Environmental Profile | Product Environmental Profile | Product Environmental Profile | Product Environmental Profile | Product Environmental Profile | Product Environmental Profile | Product Environmental Profile | Product Environmental Profile | Product Environmental Profile | Product Environmental Profile | Product Environmental Profile | Product Environmental Profile | Product Environmental Profile | Product Environmental Profile | Product Environmental Profile | Product Environmental Profile | Product Environmental Profile | Product Environmental Profile | Product Environmental Profile | Product Environmental Profile | Product Environmental Profile | Product Environmental Profile | Product Environmental Profile | Product Environmental Profile | Product Environmental Profile | Product Environmental Profile | Product Environmental Profile | Product Environmental Profile | Product Environmental Profile | Product Environmental Profile | Product Environmental Profile | Product Environmental Profile | Product Environmental Profile | Product Environmental Profile | Product Environmental Profile | Product Environmental Profile | Product Environmental Profile | Product Environmental Profile | Product Environmental Profile | Product Environmental Profile | Product Environmental Profile | Product Environmental Profile | Product Environmental Profile | Product Environmental Profile | Product Environmental Profile | Product Environmental Profile | Product Environmental Profile | Product Environmental Profile | Product Environmental Profile | Product Environmental Profile | Product Environmental Profile | Product Environmental Profile | Product Environmental Profile | [42 empty] | Product Environmental Profile Product Environmental Profile | Product Environmental Profile Product Environmental Profile | Product Environmental Profile Product Environmental Profile | Product Environmental Profile Product Environmental Profile | Product Environmental Profile Product Environmental Profile | Product Environmental Profile Product Environmental Profile | Product Environmental Profile Product Environmental Profile | Product Environmental Profile Product Environmental Profile | Product Environmental Profile Product Environmental Profile | Product Environmental Profile Product Environmental Profile | Product Environmental Profile Product Environmental Profile | Product Environmental Profile Product Environmental Profile | Product Environmental Profile Product Environmental Profile | Product Environmental Profile Product Environmental Profile | Product Environmental Profile Product Environmental Profile | Product Environmental Profile Product Environmental Profile |  |  | Product Environmental Profile Product Environmental Profile | Product Environmental Profile Product Environmental Profile | Product Environmental Profile Product Environmental Profile | Product Environmental Profile Product Environmental Profile | Product Environmental Profile Product Environmental Profile | Product Environmental Profile Product Environmental Profile | [41 empty] | Product Environmental Profile | Product Environmental Profile | Product Environmental Profile | Product Environmental Profile | Product Environmental Profile | Product Environmental Profile | Product Environmental Profile |  | Product Environmental Profile | Product Environmental Profile | Product Environmental Profile | Product Environmental Profile | Product Environmental Profile | Product Environmental Profile |  |  |  | Product Environmental Profile | Product Environmental Profile |  | Product Environmental Profile |  | Product Environmental Profile |  | Product Environmental Profile | Product Environmental Profile | Product Environmental Profile |  | Product Environmental Profile |  | Product Environmental Profile | Product Environmental Profile | [7 empty] | Product Environmental Profile | Product Environmental Profile | Product Environmental Profile | Product Environmental Profile | Product Environmental Profile | Product Environmental Profile | Product Environmental Profile | Product Environmental Profile | Product Environmental Profile | Product Environmental Profile | Product Environmental Profile | Product Environmental Profile | Product Environmental Profile | Product Environmental Profile | Product Environmental Profile | Product Environmental Profile | Product Environmental Profile | Product Environmental Profile | Product Environmental Profile | Product Environmental Profile | Product Environmental Profile | Product Environmental Profile
| Mercury free | Yes | Yes | Yes | Yes | Yes | Yes | Yes | Yes | Yes | Yes | Yes | Yes | Yes | Yes | Yes | Yes | Yes | Yes | Yes | Yes | Yes | Yes |  | Yes | Yes | Yes | Yes | Yes | Yes | Yes | Yes | Yes | Yes | Yes | Yes | Yes | Yes | Yes | Yes | Yes | Yes | Yes | Yes | Yes | Yes | Yes | Yes | Yes | Yes | Yes | Yes | Yes | Yes | Yes | Yes | Yes | Yes | Yes | Yes | Yes | Yes | Yes | Yes | Yes | Yes | Yes | Yes | Yes | Yes | Yes | Yes | Yes | Yes | Yes | Yes | Yes | Yes | Yes | Yes | Yes | Yes | Yes | Yes | Yes | Yes | Yes | Yes | Yes | Yes | Yes | Yes | Yes | Yes | Yes | Yes | Yes | Yes | Yes | Yes | Yes | Yes Yes | Yes | Yes | Yes | Yes | Yes | Yes | Yes | Yes | Yes | Yes | Yes | Yes | Yes | Yes | Yes | Yes | Yes | Yes | Yes | Yes | Yes | Yes | Yes | Yes | Yes | Yes | Yes | Yes | Yes | Yes | Yes | [11 empty] | Yes | Yes | Yes | Yes | Yes | Yes | Yes | Yes | Yes | Yes | Yes | [38 empty] | Yes | Yes | Yes | Yes | Yes | Yes | Yes | Yes | Yes | Yes | Yes | Yes | Yes | Yes | Yes | Yes | Yes | Yes | Yes | Yes | Yes | Yes | Yes | Yes | Yes | Yes | Yes | Yes | Yes | Yes | Yes | Yes | Yes | Yes | Yes | Yes | Yes | Yes | Yes | Yes | Yes | Yes | Yes | Yes | Yes | Yes | Yes | Yes | Yes | Yes | Yes | Yes | Yes | Yes | [55 empty] | Yes | Yes | Yes | Yes | Yes | Yes | Yes | Yes | Yes | Yes | Yes | Yes | Yes | Yes | Yes | Yes | Yes | Yes | Yes | Yes | Yes | Yes | Yes | Yes |  | Yes |  | Yes | Yes | Yes |  | Yes | Yes | Yes | Yes | Yes |  | Yes | Yes | Yes |  | Yes |  | Yes | Yes | Yes | Yes | Yes | Yes | Yes |  | Yes | Yes | Yes |  | Yes | Yes | Yes | Yes | Yes |  | Yes | Yes | Yes |  | Yes |  | Yes | Yes | Yes | Yes | Yes | Yes | Yes | Yes | Yes | Yes | Yes | Yes | Yes | Yes | Yes | Yes | Yes | Yes | Yes | Yes | Yes |  | Yes | Yes | Yes | Yes | Yes | Yes | Yes | Yes | Yes | Yes | Yes | Yes | Yes | Yes | Yes | Yes | Yes | Yes | Yes | Yes | Yes | Yes | Yes | Yes | Yes | Yes | Yes | Yes | Yes | Yes | Yes | Yes | Yes | Yes | Yes | Yes | Yes | Yes | Yes | Yes | Yes | Yes | Yes | Yes | Yes | Yes | Yes | Yes | Yes | Yes | Yes | Yes | Yes | Yes | Yes | Yes | Yes | Yes | Yes | Yes | Yes | Yes | Yes | Yes | Yes | Yes | Yes | Yes | Yes | Yes | Yes | Yes | Yes | Yes | Yes | Yes | Yes | Yes | Yes | Yes | Yes | Yes | Yes | Yes | Yes | Yes | Yes | Yes | Yes | Yes | Yes |  | Yes | Yes | Yes | Yes | Yes | Yes | Yes | Yes | Yes | Yes | Yes | Yes | Yes | Yes | Yes | Yes | Yes | Yes | Yes | Yes | Yes | Yes | Yes | Yes | Yes | Yes | Yes | Yes | Yes | Yes | Yes | Yes | Yes | Yes | Yes | Yes | Yes | Yes | Yes | Yes | Yes | Yes | Yes | Yes | Yes | Yes | Yes | Yes | Yes | Yes | Yes | Yes | Yes | Yes | Yes | Yes | Yes | Yes | Yes | Yes | Yes | [42 empty] | Yes Yes | Yes Yes | Yes Yes | Yes Yes | Yes Yes | Yes Yes | Yes Yes | Yes Yes | Yes Yes | Yes Yes | Yes Yes | Yes Yes | Yes Yes | Yes Yes | Yes Yes | Yes Yes |  |  | Yes Yes | Yes Yes | Yes Yes | Yes Yes | Yes Yes | Yes Yes | [26 empty] | Yes | Yes | Yes | Yes | Yes | Yes | Yes | Yes |  |  | Yes | Yes | Yes | Yes | Yes | Yes | Yes | Yes | Yes | Yes | Yes | Yes |  | Yes | Yes | Yes | Yes | Yes | Yes |  |  |  | Yes | Yes |  | Yes |  | Yes |  | Yes | Yes | Yes |  | Yes |  | Yes | Yes | [7 empty] | Yes | Yes | Yes | Yes | Yes | Yes | Yes | Yes | Yes | Yes | Yes | Yes | Yes | Yes | Yes | Yes | Yes | Yes | Yes | Yes | Yes | Yes
| REACh Regulation | REACh Declaration | REACh Declaration | REACh Declaration | REACh Declaration | REACh Declaration | REACh Declaration | REACh Declaration | REACh Declaration | REACh Declaration | REACh Declaration | REACh Declaration | REACh Declaration | REACh Declaration | REACh Declaration | REACh Declaration | REACh Declaration | REACh Declaration | REACh Declaration | REACh Declaration | REACh Declaration | REACh Declaration | REACh Declaration |  | REACh Declaration | REACh Declaration | REACh Declaration | REACh Declaration | REACh Declaration | REACh Declaration | REACh Declaration | REACh Declaration | REACh Declaration | REACh Declaration | REACh Declaration | REACh Declaration | REACh Declaration | REACh Declaration | REACh Declaration | REACh Declaration | REACh Declaration | REACh Declaration | REACh Declaration | REACh Declaration | REACh Declaration | REACh Declaration | REACh Declaration | REACh Declaration | REACh Declaration | REACh Declaration | REACh Declaration | REACh Declaration | REACh Declaration | REACh Declaration | REACh Declaration | REACh Declaration | REACh Declaration | REACh Declaration | REACh Declaration | REACh Declaration | REACh Declaration | REACh Declaration | REACh Declaration | REACh Declaration | REACh Declaration | REACh Declaration | REACh Declaration | REACh Declaration | REACh Declaration | REACh Declaration | REACh Declaration | REACh Declaration | REACh Declaration | REACh Declaration | REACh Declaration | REACh Declaration | REACh Declaration | REACh Declaration | REACh Declaration | REACh Declaration | REACh Declaration | REACh Declaration | REACh Declaration | REACh Declaration | REACh Declaration | REACh Declaration | REACh Declaration | REACh Declaration | REACh Declaration | REACh Declaration | REACh Declaration | REACh Declaration | REACh Declaration | REACh Declaration | REACh Declaration | REACh Declaration | REACh Declaration | REACh Declaration | REACh Declaration | REACh Declaration | REACh Declaration | REACh Declaration REACh Declaration | REACh Declaration | REACh Declaration | REACh Declaration | REACh Declaration | REACh Declaration | REACh Declaration | REACh Declaration | REACh Declaration | REACh Declaration | REACh Declaration | REACh Declaration | REACh Declaration | REACh Declaration | REACh Declaration | REACh Declaration | REACh Declaration | REACh Declaration | REACh Declaration | REACh Declaration | REACh Declaration | REACh Declaration | REACh Declaration | REACh Declaration | REACh Declaration | REACh Declaration | REACh Declaration | REACh Declaration | REACh Declaration | REACh Declaration | REACh Declaration | REACh Declaration | [11 empty] | REACh Declaration | REACh Declaration | REACh Declaration | REACh Declaration | REACh Declaration | REACh Declaration | REACh Declaration | REACh Declaration | REACh Declaration | REACh Declaration | REACh Declaration | [38 empty] | REACh Declaration | REACh Declaration | REACh Declaration | REACh Declaration | REACh Declaration | REACh Declaration | REACh Declaration | REACh Declaration | REACh Declaration | REACh Declaration | REACh Declaration | REACh Declaration | REACh Declaration | REACh Declaration | REACh Declaration | REACh Declaration | REACh Declaration | REACh Declaration | REACh Declaration | REACh Declaration | REACh Declaration | REACh Declaration | REACh Declaration | REACh Declaration | REACh Declaration | REACh Declaration | REACh Declaration | REACh Declaration | REACh Declaration | REACh Declaration | REACh Declaration | REACh Declaration | REACh Declaration | REACh Declaration | REACh Declaration | REACh Declaration | REACh Declaration | REACh Declaration | REACh Declaration | REACh Declaration | REACh Declaration | REACh Declaration | REACh Declaration | REACh Declaration | REACh Declaration | REACh Declaration | REACh Declaration | REACh Declaration | REACh Declaration | REACh Declaration | REACh Declaration | REACh Declaration | REACh Declaration | REACh Declaration | [55 empty] | REACh Declaration |  | REACh Declaration | REACh Declaration | REACh Declaration | REACh Declaration |  |  |  | REACh Declaration |  | REACh Declaration | REACh Declaration |  | REACh Declaration | REACh Declaration | REACh Declaration |  | REACh Declaration | REACh Declaration |  | REACh Declaration |  | REACh Declaration |  |  |  | REACh Declaration |  | REACh Declaration |  |  |  | REACh Declaration |  | REACh Declaration |  |  |  | REACh Declaration |  |  |  | REACh Declaration |  |  |  | REACh Declaration | [5 empty] | REACh Declaration |  | REACh Declaration |  | REACh Declaration |  | REACh Declaration |  | REACh Declaration |  | REACh Declaration |  | REACh Declaration |  | REACh Declaration |  | REACh Declaration |  | REACh Declaration |  | REACh Declaration |  | REACh Declaration |  | REACh Declaration |  | REACh Declaration |  | REACh Declaration |  | REACh Declaration |  | REACh Declaration |  | REACh Declaration |  | REACh Declaration | [19 empty] | REACh Declaration | REACh Declaration | REACh Declaration | REACh Declaration | REACh Declaration | REACh Declaration | REACh Declaration | REACh Declaration | REACh Declaration | REACh Declaration | REACh Declaration | REACh Declaration | REACh Declaration | REACh Declaration | REACh Declaration | REACh Declaration | REACh Declaration | REACh Declaration | REACh Declaration | REACh Declaration | REACh Declaration | REACh Declaration | REACh Declaration | REACh Declaration | REACh Declaration | REACh Declaration | REACh Declaration | REACh Declaration | REACh Declaration | REACh Declaration | REACh Declaration | REACh Declaration | REACh Declaration | REACh Declaration | REACh Declaration | REACh Declaration | REACh Declaration | REACh Declaration | REACh Declaration | REACh Declaration | REACh Declaration | REACh Declaration | REACh Declaration | REACh Declaration | REACh Declaration | REACh Declaration | REACh Declaration | REACh Declaration | REACh Declaration | REACh Declaration | REACh Declaration | REACh Declaration | REACh Declaration | REACh Declaration | REACh Declaration | REACh Declaration | REACh Declaration | REACh Declaration | REACh Declaration | REACh Declaration | REACh Declaration | REACh Declaration | REACh Declaration | REACh Declaration | REACh Declaration | REACh Declaration | REACh Declaration | REACh Declaration | REACh Declaration | REACh Declaration | REACh Declaration |  | REACh Declaration | REACh Declaration | REACh Declaration | REACh Declaration | REACh Declaration | REACh Declaration | REACh Declaration | REACh Declaration | REACh Declaration | REACh Declaration | REACh Declaration | REACh Declaration | REACh Declaration | REACh Declaration | REACh Declaration | REACh Declaration | REACh Declaration | REACh Declaration | REACh Declaration | REACh Declaration | REACh Declaration | REACh Declaration | REACh Declaration | REACh Declaration | REACh Declaration | REACh Declaration | REACh Declaration | REACh Declaration | REACh Declaration | REACh Declaration | REACh Declaration | REACh Declaration | REACh Declaration | REACh Declaration | REACh Declaration | REACh Declaration | REACh Declaration | REACh Declaration | REACh Declaration | REACh Declaration | REACh Declaration | REACh Declaration | REACh Declaration | REACh Declaration | REACh Declaration | REACh Declaration | REACh Declaration | REACh Declaration | REACh Declaration | REACh Declaration | REACh Declaration | REACh Declaration | REACh Declaration | REACh Declaration | REACh Declaration | REACh Declaration | REACh Declaration | REACh Declaration | REACh Declaration | REACh Declaration | REACh Declaration | [42 empty] | REACh Declaration REACh Declaration | REACh Declaration REACh Declaration | REACh Declaration REACh Declaration | REACh Declaration REACh Declaration | REACh Declaration REACh Declaration | REACh Declaration REACh Declaration | REACh Declaration REACh Declaration | REACh Declaration REACh Declaration | REACh Declaration REACh Declaration | REACh Declaration REACh Declaration | REACh Declaration REACh Declaration | REACh Declaration REACh Declaration | REACh Declaration REACh Declaration | REACh Declaration REACh Declaration | REACh Declaration REACh Declaration | REACh Declaration REACh Declaration |  |  | REACh Declaration REACh Declaration | REACh Declaration REACh Declaration | REACh Declaration REACh Declaration | REACh Declaration REACh Declaration | REACh Declaration REACh Declaration | REACh Declaration REACh Declaration | [41 empty] | REACh Declaration | REACh Declaration | REACh Declaration | REACh Declaration | REACh Declaration | REACh Declaration | REACh Declaration |  | REACh Declaration | REACh Declaration | REACh Declaration | REACh Declaration | REACh Declaration | REACh Declaration |  |  |  | REACh Declaration | REACh Declaration |  | REACh Declaration |  | REACh Declaration |  | REACh Declaration | REACh Declaration | REACh Declaration |  | REACh Declaration |  | REACh Declaration | REACh Declaration | [13 empty] | REACh Declaration | REACh Declaration | REACh Declaration | REACh Declaration | REACh Declaration | REACh Declaration | REACh Declaration | REACh Declaration | REACh Declaration | REACh Declaration | REACh Declaration | REACh Declaration | REACh Declaration | REACh Declaration | REACh Declaration | REACh Declaration
| REACh free of SVHC | [8 empty] | Yes | [312 empty] | Yes |  | Yes |  |  | Yes |  |  | Yes |  |  | Yes | Yes |  | Yes |  |  | Yes | Yes |  |  | Yes |  |  | Yes | Yes | Yes |  | Yes | Yes |  | Yes | Yes |  |  |  | Yes |  | Yes |  |  |  | Yes | [5 empty] | Yes |  | Yes |  | Yes |  | Yes |  | Yes |  | Yes |  | Yes |  | Yes |  | Yes | Yes | Yes |  |  |  | Yes
| RoHS exemption information | Yes | Yes | Yes | Yes | Yes | Yes | Yes | Yes | Yes | Yes | Yes | Yes | Yes | Yes | Yes | Yes | Yes | Yes | Yes | Yes | Yes | Yes |  | Yes | Yes | Yes | Yes | Yes | Yes | Yes | Yes | Yes | Yes | Yes | Yes | Yes | Yes | Yes | Yes | Yes | Yes | Yes | Yes | Yes | Yes | Yes | Yes | Yes | Yes | Yes | Yes | Yes | Yes | Yes | Yes | Yes | Yes | Yes | Yes | Yes | Yes | Yes | Yes | Yes | Yes | Yes | Yes | Yes | Yes | Yes | Yes | Yes | Yes | Yes | Yes | Yes | Yes | Yes | Yes | Yes | Yes | Yes | Yes | Yes | Yes | Yes | Yes | Yes | Yes | Yes | Yes | Yes | Yes | Yes | Yes | Yes | Yes | Yes | Yes | Yes | Yes Yes | Yes | Yes | Yes | Yes | Yes | Yes | Yes | Yes | Yes | Yes | Yes | Yes | Yes | Yes | Yes | Yes | Yes | Yes | Yes | Yes | Yes | Yes | Yes | Yes | Yes | Yes | Yes | Yes | Yes | Yes | Yes | [11 empty] | Yes | Yes | Yes | Yes | Yes | Yes | Yes | Yes | Yes | Yes | Yes | [38 empty] | Yes | Yes | Yes | Yes | Yes | Yes | Yes | Yes | Yes | Yes | Yes | Yes | Yes | Yes | Yes | Yes | Yes | Yes | Yes | Yes | Yes | Yes | Yes | Yes | Yes | Yes | Yes | Yes | Yes | Yes | Yes | Yes | Yes | Yes | Yes | Yes | Yes | Yes | Yes | Yes | Yes | Yes | Yes | Yes | Yes | Yes | Yes | Yes | Yes | Yes | Yes | Yes | Yes | Yes | [55 empty] | Yes | Yes | Yes | Yes | Yes | Yes | Yes | Yes | Yes | Yes | Yes | Yes | Yes | Yes | Yes | Yes | Yes | Yes | Yes | Yes | Yes | Yes | Yes | Yes |  | Yes |  | Yes | Yes | Yes |  | Yes | Yes | Yes | Yes | Yes |  | Yes | Yes | Yes |  | Yes |  | Yes | Yes | Yes | Yes | Yes | Yes | Yes |  | Yes | Yes | Yes |  | Yes | Yes | Yes | Yes | Yes |  | Yes | Yes | Yes |  | Yes |  | Yes | Yes | Yes | Yes | Yes | Yes | Yes | Yes | Yes | Yes | Yes | Yes | Yes | Yes | Yes | Yes | Yes | Yes | Yes | Yes | Yes |  | Yes | Yes | Yes | Yes | Yes | Yes | Yes | Yes | Yes | Yes | Yes | Yes | Yes | Yes | Yes | Yes | Yes | Yes | Yes | Yes | Yes | Yes | Yes | Yes | Yes | Yes | Yes | Yes | Yes | Yes | Yes | Yes | Yes | Yes | Yes | Yes | Yes | Yes | Yes | Yes | Yes | Yes | Yes | Yes | Yes | Yes | Yes | Yes | Yes | Yes | Yes | Yes | Yes | Yes | Yes | Yes | Yes | Yes | Yes | Yes | Yes | Yes | Yes | Yes | Yes | Yes | Yes | Yes | Yes | Yes | Yes | Yes | Yes | Yes | Yes | Yes | Yes | Yes | Yes | Yes | Yes | Yes | Yes | Yes | Yes | Yes | Yes | Yes | Yes | Yes | Yes |  | Yes | Yes | Yes | Yes | Yes | Yes | Yes | Yes | Yes | Yes | Yes | Yes | Yes | Yes | Yes | Yes | Yes | Yes | Yes | Yes | Yes | Yes | Yes | Yes | Yes | Yes | Yes | Yes | Yes | Yes | Yes | Yes | Yes | Yes | Yes | Yes | Yes | Yes | Yes | Yes | Yes | Yes | Yes | Yes | Yes | Yes | Yes | Yes | Yes | Yes | Yes | Yes | Yes | Yes | Yes | Yes | Yes | Yes | Yes | Yes | Yes | [42 empty] | Yes Yes | Yes Yes | Yes Yes | Yes Yes | Yes Yes | Yes Yes | Yes Yes | Yes Yes | Yes Yes | Yes Yes | Yes Yes | Yes Yes | Yes Yes | Yes Yes | Yes Yes | Yes Yes |  |  | Yes Yes | Yes Yes | Yes Yes | Yes Yes | Yes Yes | Yes Yes | [26 empty] | Yes | Yes | Yes | Yes | Yes | Yes | Yes | Yes |  |  | Yes | Yes | Yes | Yes | Yes | Yes | Yes | Yes | Yes | Yes | Yes | Yes |  | Yes | Yes | Yes | Yes | Yes | Yes |  |  |  | Yes | Yes |  | Yes |  | Yes |  | Yes | Yes | Yes |  | Yes |  | Yes | Yes | [7 empty] | Yes | Yes | Yes | Yes | Yes | Yes | Yes | Yes | Yes | Yes | Yes | Yes | Yes | Yes | Yes | Yes | Yes | Yes | Yes | Yes | Yes | Yes
| Sustainable offer status | Green Premium product | Green Premium product | Green Premium product | Green Premium product | Green Premium product | Green Premium product | Green Premium product | Green Premium product | Green Premium product | Green Premium product | Green Premium product | Green Premium product | Green Premium product | Green Premium product | Green Premium product | Green Premium product | Green Premium product | Green Premium product | Green Premium product | Green Premium product | Green Premium product | Green Premium product |  | Green Premium product | Green Premium product | Green Premium product | Green Premium product | Green Premium product | Green Premium product | Green Premium product | Green Premium product | Green Premium product | Green Premium product | Green Premium product | Green Premium product | Green Premium product | Green Premium product | Green Premium product | Green Premium product | Green Premium product | Green Premium product | Green Premium product | Green Premium product | Green Premium product | Green Premium product | Green Premium product | Green Premium product | Green Premium product | Green Premium product | Green Premium product | Green Premium product | Green Premium product | Green Premium product | Green Premium product | Green Premium product | Green Premium product | Green Premium product | Green Premium product | Green Premium product | Green Premium product | Green Premium product | Green Premium product | Green Premium product | Green Premium product | Green Premium product | Green Premium product | Green Premium product | Green Premium product | Green Premium product | Green Premium product | Green Premium product | Green Premium product | Green Premium product | Green Premium product | Green Premium product | Green Premium product | Green Premium product | Green Premium product | Green Premium product | Green Premium product | Green Premium product | Green Premium product | Green Premium product | Green Premium product | Green Premium product | Green Premium product | Green Premium product | Green Premium product | Green Premium product | Green Premium product | Green Premium product | Green Premium product | Green Premium product | Green Premium product | Green Premium product | Green Premium product | Green Premium product | Green Premium product | Green Premium product | Green Premium product | Green Premium product Green Premium product | Green Premium product | Green Premium product | Green Premium product | Green Premium product | Green Premium product | Green Premium product | Green Premium product | Green Premium product | Green Premium product | Green Premium product | Green Premium product | Green Premium product | Green Premium product | Green Premium product | Green Premium product | Green Premium product | Green Premium product | Green Premium product | Green Premium product | Green Premium product | Green Premium product | Green Premium product | Green Premium product | Green Premium product | Green Premium product | Green Premium product | Green Premium product | Green Premium product | Green Premium product | Green Premium product | Green Premium product | [11 empty] | Green Premium product | Green Premium product | Green Premium product | Green Premium product | Green Premium product | Green Premium product | Green Premium product | Green Premium product | Green Premium product | Green Premium product | Green Premium product | [38 empty] | Green Premium product | Green Premium product | Green Premium product | Green Premium product | Green Premium product | Green Premium product | Green Premium product | Green Premium product | Green Premium product |  | Green Premium product | Green Premium product | Green Premium product | Green Premium product | Green Premium product | Green Premium product | Green Premium product | Green Premium product | Green Premium product | Green Premium product | Green Premium product | Green Premium product | Green Premium product | Green Premium product | Green Premium product | Green Premium product | Green Premium product | Green Premium product | Green Premium product | Green Premium product | Green Premium product | Green Premium product | Green Premium product | Green Premium product | Green Premium product | Green Premium product | Green Premium product | Green Premium product | Green Premium product | Green Premium product | Green Premium product | Green Premium product | Green Premium product | Green Premium product | Green Premium product | Green Premium product | Green Premium product | Green Premium product | Green Premium product | Green Premium product | Green Premium product | Green Premium product | Green Premium product | Green Premium product | [55 empty] | Green Premium product |  | Green Premium product | Green Premium product | Green Premium product | Green Premium product |  |  |  | Green Premium product |  | Green Premium product | Green Premium product |  | Green Premium product | Green Premium product | Green Premium product |  | Green Premium product | Green Premium product | Green Premium product | Green Premium product | Green Premium product | Green Premium product |  | Green Premium product |  | Green Premium product | Green Premium product | Green Premium product |  | Green Premium product | Green Premium product | Green Premium product | Green Premium product | Green Premium product |  | Green Premium product | Green Premium product | Green Premium product |  | Green Premium product |  | Green Premium product | Green Premium product | Green Premium product | Green Premium product | Green Premium product | Green Premium product | Green Premium product |  | Green Premium product | Green Premium product | Green Premium product |  | Green Premium product | Green Premium product | Green Premium product | Green Premium product | Green Premium product |  | Green Premium product | Green Premium product | Green Premium product |  | Green Premium product |  | Green Premium product | Green Premium product | Green Premium product | Green Premium product | Green Premium product | Green Premium product | Green Premium product | Green Premium product | Green Premium product | Green Premium product | Green Premium product | Green Premium product | Green Premium product | Green Premium product | Green Premium product | Green Premium product | Green Premium product | Green Premium product | Green Premium product | Green Premium product | Green Premium product |  | Green Premium product | Green Premium product | [18 empty] | Green Premium product | Green Premium product | Green Premium product | Green Premium product | Green Premium product | Green Premium product | Green Premium product | Green Premium product | Green Premium product | Green Premium product | Green Premium product | Green Premium product | Green Premium product | Green Premium product | Green Premium product | Green Premium product | Green Premium product | Green Premium product | Green Premium product | Green Premium product | Green Premium product | Green Premium product | Green Premium product | Green Premium product | Green Premium product | Green Premium product | Green Premium product | Green Premium product | Green Premium product | Green Premium product | Green Premium product | Green Premium product | Green Premium product | Green Premium product | Green Premium product | Green Premium product | Green Premium product | Green Premium product | Green Premium product | Green Premium product | Green Premium product | Green Premium product | Green Premium product | Green Premium product | Green Premium product | Green Premium product | Green Premium product | Green Premium product | Green Premium product | Green Premium product | Green Premium product | Green Premium product | Green Premium product | Green Premium product | Green Premium product | Green Premium product | Green Premium product | Green Premium product | Green Premium product | Green Premium product | Green Premium product | Green Premium product | Green Premium product | Green Premium product | Green Premium product | Green Premium product | Green Premium product | Green Premium product | Green Premium product | Green Premium product | Green Premium product |  | Green Premium product | Green Premium product | Green Premium product | Green Premium product | Green Premium product | Green Premium product | Green Premium product | Green Premium product | Green Premium product | Green Premium product | Green Premium product | Green Premium product | Green Premium product | Green Premium product | Green Premium product | Green Premium product | Green Premium product | Green Premium product | Green Premium product | Green Premium product | Green Premium product | Green Premium product | Green Premium product | Green Premium product | Green Premium product | Green Premium product | Green Premium product | Green Premium product | Green Premium product | Green Premium product | Green Premium product | Green Premium product | Green Premium product | Green Premium product | Green Premium product | Green Premium product | Green Premium product | Green Premium product | Green Premium product | Green Premium product | Green Premium product | Green Premium product | Green Premium product | Green Premium product | Green Premium product | Green Premium product | Green Premium product | Green Premium product | Green Premium product | Green Premium product | Green Premium product | Green Premium product | Green Premium product | Green Premium product | Green Premium product | Green Premium product | Green Premium product | Green Premium product | Green Premium product | Green Premium product | Green Premium product | [42 empty] | Green Premium product Green Premium product | Green Premium product Green Premium product | Green Premium product Green Premium product | Green Premium product Green Premium product | Green Premium product Green Premium product | Green Premium product Green Premium product | Green Premium product Green Premium product | Green Premium product Green Premium product | Green Premium product Green Premium product | Green Premium product Green Premium product | Green Premium product Green Premium product | Green Premium product Green Premium product | Green Premium product Green Premium product | Green Premium product Green Premium product | Green Premium product Green Premium product | Green Premium product Green Premium product |  |  | Green Premium product Green Premium product | Green Premium product Green Premium product | Green Premium product Green Premium product | Green Premium product Green Premium product | Green Premium product Green Premium product | Green Premium product Green Premium product | [41 empty] | Green Premium product | Green Premium product | Green Premium product | Green Premium product | Green Premium product | Green Premium product | Green Premium product |  | Green Premium product | Green Premium product | Green Premium product | Green Premium product | Green Premium product | Green Premium product |  |  |  | Green Premium product | Green Premium product |  | Green Premium product |  | Green Premium product |  | Green Premium product | Green Premium product | Green Premium product |  | Green Premium product |  | Green Premium product | Green Premium product | [13 empty] | Green Premium product | Green Premium product | Green Premium product | Green Premium product | Green Premium product | Green Premium product | Green Premium product | Green Premium product | Green Premium product | Green Premium product | Green Premium product | Green Premium product | Green Premium product | Green Premium product | Green Premium product | Green Premium product
| Toxic heavy metal free | [8 empty] | Yes | [311 empty] | Yes | Yes | Yes | Yes | Yes |  | Yes |  | Yes | Yes | Yes |  | Yes | Yes | Yes | Yes | Yes |  | Yes | Yes | Yes |  | Yes |  | Yes | Yes | Yes | Yes | Yes | Yes | Yes |  | Yes | Yes | Yes |  | Yes | Yes | Yes | Yes | Yes |  | Yes | Yes | Yes |  | Yes |  | Yes | Yes | Yes | Yes | Yes | Yes | Yes | Yes | Yes | Yes | Yes | Yes | Yes | Yes | Yes | Yes | Yes | Yes | Yes | Yes | Yes |  | Yes | Yes | Yes | Yes | Yes | Yes | Yes | Yes | Yes | Yes | Yes | Yes | Yes | Yes | Yes | Yes | Yes | Yes | Yes | Yes
| WEEE | The product must be disposed on European Union markets following specific waste collection and never end up in rubbish bins | The product must be disposed on European Union markets following specific waste collection and never end up in rubbish bins | The product must be disposed on European Union markets following specific waste collection and never end up in rubbish bins | The product must be disposed on European Union markets following specific waste collection and never end up in rubbish bins | The product must be disposed on European Union markets following specific waste collection and never end up in rubbish bins | The product must be disposed on European Union markets following specific waste collection and never end up in rubbish bins | The product must be disposed on European Union markets following specific waste collection and never end up in rubbish bins | The product must be disposed on European Union markets following specific waste collection and never end up in rubbish bins | The product must be disposed on European Union markets following specific waste collection and never end up in rubbish bins | The product must be disposed on European Union markets following specific waste collection and never end up in rubbish bins | The product must be disposed on European Union markets following specific waste collection and never end up in rubbish bins | The product must be disposed on European Union markets following specific waste collection and never end up in rubbish bins | The product must be disposed on European Union markets following specific waste collection and never end up in rubbish bins | The product must be disposed on European Union markets following specific waste collection and never end up in rubbish bins | The product must be disposed on European Union markets following specific waste collection and never end up in rubbish bins | The product must be disposed on European Union markets following specific waste collection and never end up in rubbish bins | The product must be disposed on European Union markets following specific waste collection and never end up in rubbish bins | The product must be disposed on European Union markets following specific waste collection and never end up in rubbish bins | The product must be disposed on European Union markets following specific waste collection and never end up in rubbish bins | The product must be disposed on European Union markets following specific waste collection and never end up in rubbish bins | The product must be disposed on European Union markets following specific waste collection and never end up in rubbish bins | The product must be disposed on European Union markets following specific waste collection and never end up in rubbish bins |  | The product must be disposed on European Union markets following specific waste collection and never end up in rubbish bins | The product must be disposed on European Union markets following specific waste collection and never end up in rubbish bins | The product must be disposed on European Union markets following specific waste collection and never end up in rubbish bins | The product must be disposed on European Union markets following specific waste collection and never end up in rubbish bins | The product must be disposed on European Union markets following specific waste collection and never end up in rubbish bins | The product must be disposed on European Union markets following specific waste collection and never end up in rubbish bins | The product must be disposed on European Union markets following specific waste collection and never end up in rubbish bins | The product must be disposed on European Union markets following specific waste collection and never end up in rubbish bins | The product must be disposed on European Union markets following specific waste collection and never end up in rubbish bins | The product must be disposed on European Union markets following specific waste collection and never end up in rubbish bins | The product must be disposed on European Union markets following specific waste collection and never end up in rubbish bins | The product must be disposed on European Union markets following specific waste collection and never end up in rubbish bins | The product must be disposed on European Union markets following specific waste collection and never end up in rubbish bins | The product must be disposed on European Union markets following specific waste collection and never end up in rubbish bins | The product must be disposed on European Union markets following specific waste collection and never end up in rubbish bins | The product must be disposed on European Union markets following specific waste collection and never end up in rubbish bins | The product must be disposed on European Union markets following specific waste collection and never end up in rubbish bins | The product must be disposed on European Union markets following specific waste collection and never end up in rubbish bins | The product must be disposed on European Union markets following specific waste collection and never end up in rubbish bins | The product must be disposed on European Union markets following specific waste collection and never end up in rubbish bins | The product must be disposed on European Union markets following specific waste collection and never end up in rubbish bins | The product must be disposed on European Union markets following specific waste collection and never end up in rubbish bins | The product must be disposed on European Union markets following specific waste collection and never end up in rubbish bins | The product must be disposed on European Union markets following specific waste collection and never end up in rubbish bins | The product must be disposed on European Union markets following specific waste collection and never end up in rubbish bins | The product must be disposed on European Union markets following specific waste collection and never end up in rubbish bins | The product must be disposed on European Union markets following specific waste collection and never end up in rubbish bins | The product must be disposed on European Union markets following specific waste collection and never end up in rubbish bins | The product must be disposed on European Union markets following specific waste collection and never end up in rubbish bins | The product must be disposed on European Union markets following specific waste collection and never end up in rubbish bins | The product must be disposed on European Union markets following specific waste collection and never end up in rubbish bins | The product must be disposed on European Union markets following specific waste collection and never end up in rubbish bins | The product must be disposed on European Union markets following specific waste collection and never end up in rubbish bins | The product must be disposed on European Union markets following specific waste collection and never end up in rubbish bins | The product must be disposed on European Union markets following specific waste collection and never end up in rubbish bins | The product must be disposed on European Union markets following specific waste collection and never end up in rubbish bins | The product must be disposed on European Union markets following specific waste collection and never end up in rubbish bins | The product must be disposed on European Union markets following specific waste collection and never end up in rubbish bins | The product must be disposed on European Union markets following specific waste collection and never end up in rubbish bins | The product must be disposed on European Union markets following specific waste collection and never end up in rubbish bins | The product must be disposed on European Union markets following specific waste collection and never end up in rubbish bins | The product must be disposed on European Union markets following specific waste collection and never end up in rubbish bins | The product must be disposed on European Union markets following specific waste collection and never end up in rubbish bins | The product must be disposed on European Union markets following specific waste collection and never end up in rubbish bins | The product must be disposed on European Union markets following specific waste collection and never end up in rubbish bins | The product must be disposed on European Union markets following specific waste collection and never end up in rubbish bins | The product must be disposed on European Union markets following specific waste collection and never end up in rubbish bins | The product must be disposed on European Union markets following specific waste collection and never end up in rubbish bins | The product must be disposed on European Union markets following specific waste collection and never end up in rubbish bins | The product must be disposed on European Union markets following specific waste collection and never end up in rubbish bins | The product must be disposed on European Union markets following specific waste collection and never end up in rubbish bins | The product must be disposed on European Union markets following specific waste collection and never end up in rubbish bins | The product must be disposed on European Union markets following specific waste collection and never end up in rubbish bins | The product must be disposed on European Union markets following specific waste collection and never end up in rubbish bins | The product must be disposed on European Union markets following specific waste collection and never end up in rubbish bins | The product must be disposed on European Union markets following specific waste collection and never end up in rubbish bins | The product must be disposed on European Union markets following specific waste collection and never end up in rubbish bins | [5 empty] | The product must be disposed on European Union markets following specific waste collection and never end up in rubbish bins | [42 empty] | The product must be disposed on European Union markets following specific waste collection and never end up in rubbish bins | The product must be disposed on European Union markets following specific waste collection and never end up in rubbish bins | The product must be disposed on European Union markets following specific waste collection and never end up in rubbish bins | [13 empty] | The product must be disposed on European Union markets following specific waste collection and never end up in rubbish bins | The product must be disposed on European Union markets following specific waste collection and never end up in rubbish bins | The product must be disposed on European Union markets following specific waste collection and never end up in rubbish bins | The product must be disposed on European Union markets following specific waste collection and never end up in rubbish bins | The product must be disposed on European Union markets following specific waste collection and never end up in rubbish bins | The product must be disposed on European Union markets following specific waste collection and never end up in rubbish bins | The product must be disposed on European Union markets following specific waste collection and never end up in rubbish bins | The product must be disposed on European Union markets following specific waste collection and never end up in rubbish bins | The product must be disposed on European Union markets following specific waste collection and never end up in rubbish bins | [39 empty] | The product must be disposed on European Union markets following specific waste collection and never end up in rubbish bins | The product must be disposed on European Union markets following specific waste collection and never end up in rubbish bins | The product must be disposed on European Union markets following specific waste collection and never end up in rubbish bins | The product must be disposed on European Union markets following specific waste collection and never end up in rubbish bins | The product must be disposed on European Union markets following specific waste collection and never end up in rubbish bins | The product must be disposed on European Union markets following specific waste collection and never end up in rubbish bins | The product must be disposed on European Union markets following specific waste collection and never end up in rubbish bins | The product must be disposed on European Union markets following specific waste collection and never end up in rubbish bins | The product must be disposed on European Union markets following specific waste collection and never end up in rubbish bins | The product must be disposed on European Union markets following specific waste collection and never end up in rubbish bins | The product must be disposed on European Union markets following specific waste collection and never end up in rubbish bins | The product must be disposed on European Union markets following specific waste collection and never end up in rubbish bins | The product must be disposed on European Union markets following specific waste collection and never end up in rubbish bins | The product must be disposed on European Union markets following specific waste collection and never end up in rubbish bins | The product must be disposed on European Union markets following specific waste collection and never end up in rubbish bins | The product must be disposed on European Union markets following specific waste collection and never end up in rubbish bins | The product must be disposed on European Union markets following specific waste collection and never end up in rubbish bins | The product must be disposed on European Union markets following specific waste collection and never end up in rubbish bins | The product must be disposed on European Union markets following specific waste collection and never end up in rubbish bins | The product must be disposed on European Union markets following specific waste collection and never end up in rubbish bins | The product must be disposed on European Union markets following specific waste collection and never end up in rubbish bins | The product must be disposed on European Union markets following specific waste collection and never end up in rubbish bins | The product must be disposed on European Union markets following specific waste collection and never end up in rubbish bins | The product must be disposed on European Union markets following specific waste collection and never end up in rubbish bins | The product must be disposed on European Union markets following specific waste collection and never end up in rubbish bins | The product must be disposed on European Union markets following specific waste collection and never end up in rubbish bins | The product must be disposed on European Union markets following specific waste collection and never end up in rubbish bins | The product must be disposed on European Union markets following specific waste collection and never end up in rubbish bins | The product must be disposed on European Union markets following specific waste collection and never end up in rubbish bins | The product must be disposed on European Union markets following specific waste collection and never end up in rubbish bins | The product must be disposed on European Union markets following specific waste collection and never end up in rubbish bins | The product must be disposed on European Union markets following specific waste collection and never end up in rubbish bins | The product must be disposed on European Union markets following specific waste collection and never end up in rubbish bins | The product must be disposed on European Union markets following specific waste collection and never end up in rubbish bins | The product must be disposed on European Union markets following specific waste collection and never end up in rubbish bins | The product must be disposed on European Union markets following specific waste collection and never end up in rubbish bins | The product must be disposed on European Union markets following specific waste collection and never end up in rubbish bins | The product must be disposed on European Union markets following specific waste collection and never end up in rubbish bins | The product must be disposed on European Union markets following specific waste collection and never end up in rubbish bins | The product must be disposed on European Union markets following specific waste collection and never end up in rubbish bins | The product must be disposed on European Union markets following specific waste collection and never end up in rubbish bins | The product must be disposed on European Union markets following specific waste collection and never end up in rubbish bins | The product must be disposed on European Union markets following specific waste collection and never end up in rubbish bins | The product must be disposed on European Union markets following specific waste collection and never end up in rubbish bins | The product must be disposed on European Union markets following specific waste collection and never end up in rubbish bins | The product must be disposed on European Union markets following specific waste collection and never end up in rubbish bins | The product must be disposed on European Union markets following specific waste collection and never end up in rubbish bins | The product must be disposed on European Union markets following specific waste collection and never end up in rubbish bins | The product must be disposed on European Union markets following specific waste collection and never end up in rubbish bins | The product must be disposed on European Union markets following specific waste collection and never end up in rubbish bins | The product must be disposed on European Union markets following specific waste collection and never end up in rubbish bins | The product must be disposed on European Union markets following specific waste collection and never end up in rubbish bins | The product must be disposed on European Union markets following specific waste collection and never end up in rubbish bins | The product must be disposed on European Union markets following specific waste collection and never end up in rubbish bins | [56 empty] | The product must be disposed on European Union markets following specific waste collection and never end up in rubbish bins | The product must be disposed on European Union markets following specific waste collection and never end up in rubbish bins | The product must be disposed on European Union markets following specific waste collection and never end up in rubbish bins | The product must be disposed on European Union markets following specific waste collection and never end up in rubbish bins | The product must be disposed on European Union markets following specific waste collection and never end up in rubbish bins | The product must be disposed on European Union markets following specific waste collection and never end up in rubbish bins | The product must be disposed on European Union markets following specific waste collection and never end up in rubbish bins | The product must be disposed on European Union markets following specific waste collection and never end up in rubbish bins | The product must be disposed on European Union markets following specific waste collection and never end up in rubbish bins | The product must be disposed on European Union markets following specific waste collection and never end up in rubbish bins | The product must be disposed on European Union markets following specific waste collection and never end up in rubbish bins | The product must be disposed on European Union markets following specific waste collection and never end up in rubbish bins | The product must be disposed on European Union markets following specific waste collection and never end up in rubbish bins | The product must be disposed on European Union markets following specific waste collection and never end up in rubbish bins | The product must be disposed on European Union markets following specific waste collection and never end up in rubbish bins | The product must be disposed on European Union markets following specific waste collection and never end up in rubbish bins | The product must be disposed on European Union markets following specific waste collection and never end up in rubbish bins | The product must be disposed on European Union markets following specific waste collection and never end up in rubbish bins | The product must be disposed on European Union markets following specific waste collection and never end up in rubbish bins | The product must be disposed on European Union markets following specific waste collection and never end up in rubbish bins | The product must be disposed on European Union markets following specific waste collection and never end up in rubbish bins | The product must be disposed on European Union markets following specific waste collection and never end up in rubbish bins | The product must be disposed on European Union markets following specific waste collection and never end up in rubbish bins |  | The product must be disposed on European Union markets following specific waste collection and never end up in rubbish bins |  | The product must be disposed on European Union markets following specific waste collection and never end up in rubbish bins | The product must be disposed on European Union markets following specific waste collection and never end up in rubbish bins | The product must be disposed on European Union markets following specific waste collection and never end up in rubbish bins |  | The product must be disposed on European Union markets following specific waste collection and never end up in rubbish bins | The product must be disposed on European Union markets following specific waste collection and never end up in rubbish bins | The product must be disposed on European Union markets following specific waste collection and never end up in rubbish bins | The product must be disposed on European Union markets following specific waste collection and never end up in rubbish bins | The product must be disposed on European Union markets following specific waste collection and never end up in rubbish bins |  | The product must be disposed on European Union markets following specific waste collection and never end up in rubbish bins | The product must be disposed on European Union markets following specific waste collection and never end up in rubbish bins | The product must be disposed on European Union markets following specific waste collection and never end up in rubbish bins |  | The product must be disposed on European Union markets following specific waste collection and never end up in rubbish bins |  | The product must be disposed on European Union markets following specific waste collection and never end up in rubbish bins | The product must be disposed on European Union markets following specific waste collection and never end up in rubbish bins | The product must be disposed on European Union markets following specific waste collection and never end up in rubbish bins | The product must be disposed on European Union markets following specific waste collection and never end up in rubbish bins | The product must be disposed on European Union markets following specific waste collection and never end up in rubbish bins | The product must be disposed on European Union markets following specific waste collection and never end up in rubbish bins | The product must be disposed on European Union markets following specific waste collection and never end up in rubbish bins |  | The product must be disposed on European Union markets following specific waste collection and never end up in rubbish bins | The product must be disposed on European Union markets following specific waste collection and never end up in rubbish bins | The product must be disposed on European Union markets following specific waste collection and never end up in rubbish bins |  | The product must be disposed on European Union markets following specific waste collection and never end up in rubbish bins | The product must be disposed on European Union markets following specific waste collection and never end up in rubbish bins | The product must be disposed on European Union markets following specific waste collection and never end up in rubbish bins | The product must be disposed on European Union markets following specific waste collection and never end up in rubbish bins | The product must be disposed on European Union markets following specific waste collection and never end up in rubbish bins |  | The product must be disposed on European Union markets following specific waste collection and never end up in rubbish bins | The product must be disposed on European Union markets following specific waste collection and never end up in rubbish bins | The product must be disposed on European Union markets following specific waste collection and never end up in rubbish bins |  | The product must be disposed on European Union markets following specific waste collection and never end up in rubbish bins |  | The product must be disposed on European Union markets following specific waste collection and never end up in rubbish bins | The product must be disposed on European Union markets following specific waste collection and never end up in rubbish bins | The product must be disposed on European Union markets following specific waste collection and never end up in rubbish bins | The product must be disposed on European Union markets following specific waste collection and never end up in rubbish bins | The product must be disposed on European Union markets following specific waste collection and never end up in rubbish bins | The product must be disposed on European Union markets following specific waste collection and never end up in rubbish bins | The product must be disposed on European Union markets following specific waste collection and never end up in rubbish bins | The product must be disposed on European Union markets following specific waste collection and never end up in rubbish bins | The product must be disposed on European Union markets following specific waste collection and never end up in rubbish bins | The product must be disposed on European Union markets following specific waste collection and never end up in rubbish bins | The product must be disposed on European Union markets following specific waste collection and never end up in rubbish bins | The product must be disposed on European Union markets following specific waste collection and never end up in rubbish bins | The product must be disposed on European Union markets following specific waste collection and never end up in rubbish bins | The product must be disposed on European Union markets following specific waste collection and never end up in rubbish bins | The product must be disposed on European Union markets following specific waste collection and never end up in rubbish bins | The product must be disposed on European Union markets following specific waste collection and never end up in rubbish bins | The product must be disposed on European Union markets following specific waste collection and never end up in rubbish bins | The product must be disposed on European Union markets following specific waste collection and never end up in rubbish bins | The product must be disposed on European Union markets following specific waste collection and never end up in rubbish bins | The product must be disposed on European Union markets following specific waste collection and never end up in rubbish bins | The product must be disposed on European Union markets following specific waste collection and never end up in rubbish bins |  | The product must be disposed on European Union markets following specific waste collection and never end up in rubbish bins | The product must be disposed on European Union markets following specific waste collection and never end up in rubbish bins | [8 empty] | The product must be disposed on European Union markets following specific waste collection and never end up in rubbish bins |  | The product must be disposed on European Union markets following specific waste collection and never end up in rubbish bins | The product must be disposed on European Union markets following specific waste collection and never end up in rubbish bins | The product must be disposed on European Union markets following specific waste collection and never end up in rubbish bins | The product must be disposed on European Union markets following specific waste collection and never end up in rubbish bins | The product must be disposed on European Union markets following specific waste collection and never end up in rubbish bins | The product must be disposed on European Union markets following specific waste collection and never end up in rubbish bins | The product must be disposed on European Union markets following specific waste collection and never end up in rubbish bins | The product must be disposed on European Union markets following specific waste collection and never end up in rubbish bins | The product must be disposed on European Union markets following specific waste collection and never end up in rubbish bins | The product must be disposed on European Union markets following specific waste collection and never end up in rubbish bins | The product must be disposed on European Union markets following specific waste collection and never end up in rubbish bins | The product must be disposed on European Union markets following specific waste collection and never end up in rubbish bins | The product must be disposed on European Union markets following specific waste collection and never end up in rubbish bins | The product must be disposed on European Union markets following specific waste collection and never end up in rubbish bins | The product must be disposed on European Union markets following specific waste collection and never end up in rubbish bins | The product must be disposed on European Union markets following specific waste collection and never end up in rubbish bins | The product must be disposed on European Union markets following specific waste collection and never end up in rubbish bins | The product must be disposed on European Union markets following specific waste collection and never end up in rubbish bins | The product must be disposed on European Union markets following specific waste collection and never end up in rubbish bins | The product must be disposed on European Union markets following specific waste collection and never end up in rubbish bins | The product must be disposed on European Union markets following specific waste collection and never end up in rubbish bins | The product must be disposed on European Union markets following specific waste collection and never end up in rubbish bins | The product must be disposed on European Union markets following specific waste collection and never end up in rubbish bins | The product must be disposed on European Union markets following specific waste collection and never end up in rubbish bins | The product must be disposed on European Union markets following specific waste collection and never end up in rubbish bins | The product must be disposed on European Union markets following specific waste collection and never end up in rubbish bins | The product must be disposed on European Union markets following specific waste collection and never end up in rubbish bins | The product must be disposed on European Union markets following specific waste collection and never end up in rubbish bins | The product must be disposed on European Union markets following specific waste collection and never end up in rubbish bins | The product must be disposed on European Union markets following specific waste collection and never end up in rubbish bins | The product must be disposed on European Union markets following specific waste collection and never end up in rubbish bins | The product must be disposed on European Union markets following specific waste collection and never end up in rubbish bins | The product must be disposed on European Union markets following specific waste collection and never end up in rubbish bins | The product must be disposed on European Union markets following specific waste collection and never end up in rubbish bins | The product must be disposed on European Union markets following specific waste collection and never end up in rubbish bins | The product must be disposed on European Union markets following specific waste collection and never end up in rubbish bins | The product must be disposed on European Union markets following specific waste collection and never end up in rubbish bins | The product must be disposed on European Union markets following specific waste collection and never end up in rubbish bins | The product must be disposed on European Union markets following specific waste collection and never end up in rubbish bins | The product must be disposed on European Union markets following specific waste collection and never end up in rubbish bins | The product must be disposed on European Union markets following specific waste collection and never end up in rubbish bins | The product must be disposed on European Union markets following specific waste collection and never end up in rubbish bins | The product must be disposed on European Union markets following specific waste collection and never end up in rubbish bins | The product must be disposed on European Union markets following specific waste collection and never end up in rubbish bins | The product must be disposed on European Union markets following specific waste collection and never end up in rubbish bins | The product must be disposed on European Union markets following specific waste collection and never end up in rubbish bins | The product must be disposed on European Union markets following specific waste collection and never end up in rubbish bins | The product must be disposed on European Union markets following specific waste collection and never end up in rubbish bins | The product must be disposed on European Union markets following specific waste collection and never end up in rubbish bins | The product must be disposed on European Union markets following specific waste collection and never end up in rubbish bins | The product must be disposed on European Union markets following specific waste collection and never end up in rubbish bins | The product must be disposed on European Union markets following specific waste collection and never end up in rubbish bins | The product must be disposed on European Union markets following specific waste collection and never end up in rubbish bins | The product must be disposed on European Union markets following specific waste collection and never end up in rubbish bins | The product must be disposed on European Union markets following specific waste collection and never end up in rubbish bins | The product must be disposed on European Union markets following specific waste collection and never end up in rubbish bins | The product must be disposed on European Union markets following specific waste collection and never end up in rubbish bins | The product must be disposed on European Union markets following specific waste collection and never end up in rubbish bins | The product must be disposed on European Union markets following specific waste collection and never end up in rubbish bins | The product must be disposed on European Union markets following specific waste collection and never end up in rubbish bins | The product must be disposed on European Union markets following specific waste collection and never end up in rubbish bins | The product must be disposed on European Union markets following specific waste collection and never end up in rubbish bins | The product must be disposed on European Union markets following specific waste collection and never end up in rubbish bins | The product must be disposed on European Union markets following specific waste collection and never end up in rubbish bins | The product must be disposed on European Union markets following specific waste collection and never end up in rubbish bins | The product must be disposed on European Union markets following specific waste collection and never end up in rubbish bins | The product must be disposed on European Union markets following specific waste collection and never end up in rubbish bins | The product must be disposed on European Union markets following specific waste collection and never end up in rubbish bins | The product must be disposed on European Union markets following specific waste collection and never end up in rubbish bins | The product must be disposed on European Union markets following specific waste collection and never end up in rubbish bins | The product must be disposed on European Union markets following specific waste collection and never end up in rubbish bins | The product must be disposed on European Union markets following specific waste collection and never end up in rubbish bins | The product must be disposed on European Union markets following specific waste collection and never end up in rubbish bins | The product must be disposed on European Union markets following specific waste collection and never end up in rubbish bins | The product must be disposed on European Union markets following specific waste collection and never end up in rubbish bins | The product must be disposed on European Union markets following specific waste collection and never end up in rubbish bins | The product must be disposed on European Union markets following specific waste collection and never end up in rubbish bins | The product must be disposed on European Union markets following specific waste collection and never end up in rubbish bins | The product must be disposed on European Union markets following specific waste collection and never end up in rubbish bins |  | The product must be disposed on European Union markets following specific waste collection and never end up in rubbish bins | The product must be disposed on European Union markets following specific waste collection and never end up in rubbish bins | The product must be disposed on European Union markets following specific waste collection and never end up in rubbish bins | The product must be disposed on European Union markets following specific waste collection and never end up in rubbish bins | The product must be disposed on European Union markets following specific waste collection and never end up in rubbish bins | The product must be disposed on European Union markets following specific waste collection and never end up in rubbish bins | The product must be disposed on European Union markets following specific waste collection and never end up in rubbish bins | The product must be disposed on European Union markets following specific waste collection and never end up in rubbish bins | The product must be disposed on European Union markets following specific waste collection and never end up in rubbish bins | The product must be disposed on European Union markets following specific waste collection and never end up in rubbish bins | The product must be disposed on European Union markets following specific waste collection and never end up in rubbish bins | The product must be disposed on European Union markets following specific waste collection and never end up in rubbish bins | The product must be disposed on European Union markets following specific waste collection and never end up in rubbish bins | The product must be disposed on European Union markets following specific waste collection and never end up in rubbish bins | The product must be disposed on European Union markets following specific waste collection and never end up in rubbish bins | The product must be disposed on European Union markets following specific waste collection and never end up in rubbish bins | The product must be disposed on European Union markets following specific waste collection and never end up in rubbish bins | The product must be disposed on European Union markets following specific waste collection and never end up in rubbish bins | The product must be disposed on European Union markets following specific waste collection and never end up in rubbish bins | The product must be disposed on European Union markets following specific waste collection and never end up in rubbish bins | The product must be disposed on European Union markets following specific waste collection and never end up in rubbish bins | The product must be disposed on European Union markets following specific waste collection and never end up in rubbish bins | The product must be disposed on European Union markets following specific waste collection and never end up in rubbish bins | The product must be disposed on European Union markets following specific waste collection and never end up in rubbish bins | The product must be disposed on European Union markets following specific waste collection and never end up in rubbish bins | The product must be disposed on European Union markets following specific waste collection and never end up in rubbish bins | The product must be disposed on European Union markets following specific waste collection and never end up in rubbish bins | The product must be disposed on European Union markets following specific waste collection and never end up in rubbish bins | The product must be disposed on European Union markets following specific waste collection and never end up in rubbish bins | The product must be disposed on European Union markets following specific waste collection and never end up in rubbish bins | The product must be disposed on European Union markets following specific waste collection and never end up in rubbish bins | The product must be disposed on European Union markets following specific waste collection and never end up in rubbish bins | The product must be disposed on European Union markets following specific waste collection and never end up in rubbish bins | The product must be disposed on European Union markets following specific waste collection and never end up in rubbish bins | The product must be disposed on European Union markets following specific waste collection and never end up in rubbish bins | The product must be disposed on European Union markets following specific waste collection and never end up in rubbish bins | The product must be disposed on European Union markets following specific waste collection and never end up in rubbish bins | The product must be disposed on European Union markets following specific waste collection and never end up in rubbish bins | The product must be disposed on European Union markets following specific waste collection and never end up in rubbish bins | The product must be disposed on European Union markets following specific waste collection and never end up in rubbish bins | The product must be disposed on European Union markets following specific waste collection and never end up in rubbish bins | The product must be disposed on European Union markets following specific waste collection and never end up in rubbish bins | The product must be disposed on European Union markets following specific waste collection and never end up in rubbish bins | The product must be disposed on European Union markets following specific waste collection and never end up in rubbish bins | The product must be disposed on European Union markets following specific waste collection and never end up in rubbish bins | The product must be disposed on European Union markets following specific waste collection and never end up in rubbish bins | The product must be disposed on European Union markets following specific waste collection and never end up in rubbish bins | The product must be disposed on European Union markets following specific waste collection and never end up in rubbish bins | The product must be disposed on European Union markets following specific waste collection and never end up in rubbish bins | The product must be disposed on European Union markets following specific waste collection and never end up in rubbish bins | The product must be disposed on European Union markets following specific waste collection and never end up in rubbish bins | The product must be disposed on European Union markets following specific waste collection and never end up in rubbish bins | The product must be disposed on European Union markets following specific waste collection and never end up in rubbish bins | The product must be disposed on European Union markets following specific waste collection and never end up in rubbish bins | The product must be disposed on European Union markets following specific waste collection and never end up in rubbish bins | The product must be disposed on European Union markets following specific waste collection and never end up in rubbish bins | The product must be disposed on European Union markets following specific waste collection and never end up in rubbish bins | The product must be disposed on European Union markets following specific waste collection and never end up in rubbish bins | The product must be disposed on European Union markets following specific waste collection and never end up in rubbish bins | The product must be disposed on European Union markets following specific waste collection and never end up in rubbish bins | The product must be disposed on European Union markets following specific waste collection and never end up in rubbish bins | [42 empty] | The product must be disposed on European Union markets following specific waste collection and never end up in rubbish bins The product must be disposed on European Union markets following specific waste collection and never end up in rubbish bins | The product must be disposed on European Union markets following specific waste collection and never end up in rubbish bins The product must be disposed on European Union markets following specific waste collection and never end up in rubbish bins | The product must be disposed on European Union markets following specific waste collection and never end up in rubbish bins The product must be disposed on European Union markets following specific waste collection and never end up in rubbish bins | The product must be disposed on European Union markets following specific waste collection and never end up in rubbish bins The product must be disposed on European Union markets following specific waste collection and never end up in rubbish bins | The product must be disposed on European Union markets following specific waste collection and never end up in rubbish bins The product must be disposed on European Union markets following specific waste collection and never end up in rubbish bins | The product must be disposed on European Union markets following specific waste collection and never end up in rubbish bins The product must be disposed on European Union markets following specific waste collection and never end up in rubbish bins | The product must be disposed on European Union markets following specific waste collection and never end up in rubbish bins The product must be disposed on European Union markets following specific waste collection and never end up in rubbish bins | The product must be disposed on European Union markets following specific waste collection and never end up in rubbish bins The product must be disposed on European Union markets following specific waste collection and never end up in rubbish bins | The product must be disposed on European Union markets following specific waste collection and never end up in rubbish bins The product must be disposed on European Union markets following specific waste collection and never end up in rubbish bins | The product must be disposed on European Union markets following specific waste collection and never end up in rubbish bins The product must be disposed on European Union markets following specific waste collection and never end up in rubbish bins | The product must be disposed on European Union markets following specific waste collection and never end up in rubbish bins The product must be disposed on European Union markets following specific waste collection and never end up in rubbish bins | The product must be disposed on European Union markets following specific waste collection and never end up in rubbish bins The product must be disposed on European Union markets following specific waste collection and never end up in rubbish bins | The product must be disposed on European Union markets following specific waste collection and never end up in rubbish bins The product must be disposed on European Union markets following specific waste collection and never end up in rubbish bins | The product must be disposed on European Union markets following specific waste collection and never end up in rubbish bins The product must be disposed on European Union markets following specific waste collection and never end up in rubbish bins | The product must be disposed on European Union markets following specific waste collection and never end up in rubbish bins The product must be disposed on European Union markets following specific waste collection and never end up in rubbish bins | The product must be disposed on European Union markets following specific waste collection and never end up in rubbish bins The product must be disposed on European Union markets following specific waste collection and never end up in rubbish bins |  |  | The product must be disposed on European Union markets following specific waste collection and never end up in rubbish bins The product must be disposed on European Union markets following specific waste collection and never end up in rubbish bins | The product must be disposed on European Union markets following specific waste collection and never end up in rubbish bins The product must be disposed on European Union markets following specific waste collection and never end up in rubbish bins | The product must be disposed on European Union markets following specific waste collection and never end up in rubbish bins The product must be disposed on European Union markets following specific waste collection and never end up in rubbish bins | The product must be disposed on European Union markets following specific waste collection and never end up in rubbish bins The product must be disposed on European Union markets following specific waste collection and never end up in rubbish bins | The product must be disposed on European Union markets following specific waste collection and never end up in rubbish bins The product must be disposed on European Union markets following specific waste collection and never end up in rubbish bins | The product must be disposed on European Union markets following specific waste collection and never end up in rubbish bins The product must be disposed on European Union markets following specific waste collection and never end up in rubbish bins | [26 empty] | The product must be disposed on European Union markets following specific waste collection and never end up in rubbish bins | The product must be disposed on European Union markets following specific waste collection and never end up in rubbish bins | The product must be disposed on European Union markets following specific waste collection and never end up in rubbish bins | The product must be disposed on European Union markets following specific waste collection and never end up in rubbish bins | The product must be disposed on European Union markets following specific waste collection and never end up in rubbish bins | The product must be disposed on European Union markets following specific waste collection and never end up in rubbish bins | The product must be disposed on European Union markets following specific waste collection and never end up in rubbish bins | The product must be disposed on European Union markets following specific waste collection and never end up in rubbish bins |  |  | The product must be disposed on European Union markets following specific waste collection and never end up in rubbish bins | The product must be disposed on European Union markets following specific waste collection and never end up in rubbish bins | The product must be disposed on European Union markets following specific waste collection and never end up in rubbish bins | The product must be disposed on European Union markets following specific waste collection and never end up in rubbish bins |  | The product must be disposed on European Union markets following specific waste collection and never end up in rubbish bins | The product must be disposed on European Union markets following specific waste collection and never end up in rubbish bins | The product must be disposed on European Union markets following specific waste collection and never end up in rubbish bins | The product must be disposed on European Union markets following specific waste collection and never end up in rubbish bins | The product must be disposed on European Union markets following specific waste collection and never end up in rubbish bins | The product must be disposed on European Union markets following specific waste collection and never end up in rubbish bins | The product must be disposed on European Union markets following specific waste collection and never end up in rubbish bins |  | The product must be disposed on European Union markets following specific waste collection and never end up in rubbish bins | The product must be disposed on European Union markets following specific waste collection and never end up in rubbish bins |  | The product must be disposed on European Union markets following specific waste collection and never end up in rubbish bins | The product must be disposed on European Union markets following specific waste collection and never end up in rubbish bins | The product must be disposed on European Union markets following specific waste collection and never end up in rubbish bins |  |  |  | The product must be disposed on European Union markets following specific waste collection and never end up in rubbish bins | The product must be disposed on European Union markets following specific waste collection and never end up in rubbish bins |  | The product must be disposed on European Union markets following specific waste collection and never end up in rubbish bins |  |  |  | The product must be disposed on European Union markets following specific waste collection and never end up in rubbish bins | The product must be disposed on European Union markets following specific waste collection and never end up in rubbish bins | The product must be disposed on European Union markets following specific waste collection and never end up in rubbish bins |  | The product must be disposed on European Union markets following specific waste collection and never end up in rubbish bins |  | The product must be disposed on European Union markets following specific waste collection and never end up in rubbish bins | The product must be disposed on European Union markets following specific waste collection and never end up in rubbish bins
Packing Units | Package 1 Height | [302 empty] | 0.270 dm | 0.270 dm |  |  | 0.270 dm | 0.270 dm | 0.270 dm | 0.270 dm | 0.270 dm | 0.270 dm | 0.270 dm | 0.270 dm | 0.270 dm | 0.270 dm | 0.270 dm |  | 0.270 dm | 0.270 dm
| Package 1 Length | [302 empty] | 0.850 dm | 0.850 dm |  |  | 0.850 dm | 0.850 dm | 0.850 dm | 0.850 dm | 0.850 dm | 0.850 dm | 0.850 dm | 0.850 dm | 0.850 dm | 0.850 dm | 0.850 dm |  | 0.850 dm | 0.850 dm
| Package 1 Weight | [155 empty] | 0.143 kg |  | 0.146 kg | [112 empty] | 0.131 kg | [31 empty] | 0.119 kg | 0.103 kg |  | 136 g | 0.125 kg | 0.108 kg | 0.108 kg | 0.108 kg | 0.108 kg | 0.109 kg | 0.106 kg | 0.102 kg | 0.109 kg | 0.101 kg | 0.101 kg |  | 0.101 kg | 0.101 kg | [90 empty] | 170 g | 199 g | 238 g | 276 g | 298.000 g | 298.000 g | 298.000 g | 296 g | 298 g | 300 g | 275 g | 276 g | 0.276 kg | 273 g | 0.273 kg | 280 g | 281 g | 281 g | 285.9 g | 0.283 kg | 283.9 g | 282.9 g | 0.317 kg | 322 g | 320 g | 0.320 kg | 317 g | 314 g | 322 g | 315 g | 315 g | 315 g | 315 g | 315 g | 315 g | 0.329 kg | 340 g | 333 g | 0.329 kg | 0.329 kg | 0.329 kg | 160 g | 170 g | 269 g | 272 g | 266 g | 272 g | 268 g | 260 g | 267 g | 268 g | 270 g | 0.268 kg | 267 g | 275 g | 267 g | 268 g | 269 g | 0.270 kg | 268 g | 267 g | 0.271 kg | 284 g | 286 g | 280 g | 276 g | 0.284 kg | 0.281 kg | 0.280 kg | 275 g | 0.275 kg | 0.287 kg | 276 g | 0.273 kg | 286 g | 274 g | 280 g | 275 g | 0.282 kg | 266 g | 261 g | 264 g | 266 g | 266 g | 261 g | 280 g | 275 g | 280 g | 280 g | 280 g | 274 g | 280 g | 280 g | 275 g | 280 g | 280 g | 280 g | 0.440 kg | 438 g | 440 g | 432 g | 0.440 kg | 0.440 kg | 425 g | 417 g | 417 g | 425 g | 425 g | 425 g | 435 g | 427 g | 434 g | 435 g | 435 g | 435 g | 450 g | 464 g | 466 g | 450 g | 450 g | 450 g | 460 g | 460 g | 460 g | 460 g | 460 g | 460 g | 460 g | 480 g | 0.473 kg | 460 g | 460 g | 460 g | [42 empty] | 101 g 101 g | 101 g 101 g | 105 g 105 g | 101 g 101 g |  | 0.100 kg 0.100 kg |  | 101.9 g 101.9 g | 104 g 104 g | 109 g 109 g | 110 g 110 g | 0.102 kg 0.102 kg | 106 g 106 g | 105 g 105 g |  | 0.106 kg 0.106 kg |  | 0.106 kg 0.106 kg | 0.110 kg 0.110 kg | 100 g 100 g | 100 g 100 g | 101 g 101 g | 0.110 kg 0.110 kg | 102 g 102 g | [6 empty] | 0.232 kg | 0.231 kg | 0.231 kg | [8 empty] | 0.231 kg | [23 empty] | 0.571 kg | 0.463 kg | 0.393 kg | 0.555 kg | 0.486 kg | 0.496 kg | 560 g |  | 498 g | 512 g | 60 g | 69 g |  | 72 g |  |  |  | 0.493 kg | 0.486 kg | [6 empty] | 0.545 kg | 0.486 kg | 0.496 kg | 0.561 kg |  | 500 g | 512 g | 0.546 kg | 0.649 kg | 0.642 kg | 0.546 kg | 3.68 kg | 3.68 kg | 0.678 kg | 1.032 kg | 1.226 kg | 1.226 kg | 1.307 kg | 1.586 kg | 1.55 kg | 0.266 kg | 0.266 kg | 0.264 kg | 0.265 kg | 0.529 kg | 0.536 kg | 534 g | 533 g | 0.311 kg | 0.318 kg | 0.311 kg | 0.546 kg | 0.268 kg | 268 g | 0.594 kg | 0.287 kg
| Package 1 width | [302 empty] | 0.820 dm | 0.820 dm |  |  | 0.820 dm | 0.820 dm | 0.820 dm | 0.820 dm | 0.820 dm | 0.820 dm | 0.820 dm | 0.820 dm | 0.820 dm | 0.820 dm | 0.820 dm |  | 0.820 dm | 0.820 dm
| Package 2 Weight | [305 empty] | 5.578 kg | [104 empty] | 7 kg | 7.877 kg | 9.079 kg | 5.462 kg |  |  |  | 4.032 kg | 3.992 kg |  |  | 3.772 kg |  |  |  |  | 3.838 kg | 3.883 kg | [5 empty] | 4.286 kg | 4.322 kg |  | 4.28 kg |  |  |  |  | 4.493 kg |  |  |  |  | 4.416 kg | 4.477 kg |  |  |  | 6.715 kg | 7 kg | 3.684 kg | 3.79 kg | 3.664 kg | 3.697 kg | 3.697 kg | 3.569 kg |  | 5.294 kg |  |  |  |  | 3.692 kg | 3.668 kg | 3.713 kg |  |  |  |  | 3.817 kg | 3.865 kg | 5.5 kg |  |  |  |  | 5.412 kg |  |  |  |  | 3.838 kg | 3.838 kg |  |  |  | 5.189 kg | 5.166 kg |  | 5.201 kg | 5.195 kg | 5.171 kg |  | 5.421 kg | 5.419 kg |  |  | 5.4 kg |  | 5.383 kg | 5.439 kg |  |  |  |  | 5.724 kg | 5.68 kg | 5.7 kg |  |  |  | 5.479 kg | 5.476 kg |  |  |  |  | 5.589 kg | 5.591 kg |  |  |  |  | 5.976 kg | 6.025 kg | [10 empty] | 6.176 kg | [46 empty] | 1.409 kg 1.409 kg | 1.405 kg 1.405 kg | 855 g 855 g | [16 empty] | 1.407 kg 1.407 kg | 1.394 kg 1.394 kg | [50 empty] | 12.502 kg |  | 11.194 kg | 11.476 kg | 1.623 kg | 1.782 kg |  | 1.762 kg | [16 empty] | 11.064 kg | 11.494 kg |  |  |  |  | 29.44 kg | 29.44 kg |  | 9.698 kg | 11.24 kg | 11.24 kg |  |  | 10.676 kg | [7 empty] | 9.634 kg
| Package 3 Weight | [410 empty] | 62.588 kg | 71.516 kg | [39 empty] | 60.284 kg | [235 empty] | 29.94 kg |  | 49.792 kg |  | 53.96 kg

## pivot1_datasheet
Section | Parameters | Value
Complementary | 9 mm pitches | 2.5 2.5 2.5 2.5 2.5 2.5 2.5 5 5 5 5 2.5 2.5 2.5 2.5 2.5 2.5 2.5 2.5 2.5 2.5 2.5 2.5 2.5 2.5 2.5 2.5 2.5 2.5 2.5 2.5 2.5 2.5 2.5 2.5 2.5 2.5 2.5 2.5 2.5 2.5 2.5 2.5 2.5 2.5 2.5 2.5 2.5 2.5 2.5 2.5 2.5 2.5 2.5
| CAD overall depth | 45 mm 45 mm 45 mm 45 mm 45 mm 45 mm 45 mm 45 mm 45 mm 45 mm 45 mm 45 mm 45 mm 45 mm 45 mm 45 mm 45 mm 45 mm 45 mm 45 mm 45 mm 45 mm 45 mm 45 mm 70 mm 70 mm 45 mm 45 mm 45 mm 45 mm 45 mm 45 mm 45 mm 45 mm 45 mm 45 mm 45 mm 45 mm 45 mm 45 mm 45 mm 45 mm 45 mm 45 mm 45 mm 45 mm 45 mm 45 mm 45 mm 45 mm 70 mm 70 mm 70 mm 70 mm 70 mm 70 mm 70 mm 70 mm 70 mm 70 mm 70 mm 70 mm 70 mm 70 mm 70 mm 70 mm 70 mm 70 mm 70 mm 70 mm 70 mm 70 mm 70 mm 70 mm 70 mm 70 mm 70 mm 70 mm 70 mm 70 mm 70 mm 70 mm 70 mm 70 mm 70 mm 70 mm 70 mm 70 mm 70 mm 70 mm 70 mm 70 mm 70 mm 70 mm 70 mm 70 mm 70 mm 70 mm 70 mm 70 mm 70 mm 70 mm 70 mm 70 mm 70 mm 70 mm 70 mm 70 mm 70 mm 70 mm 70 mm 70 mm 70 mm 70 mm 70 mm 70 mm 70 mm 70 mm 70 mm 70 mm 70 mm 70 mm 70 mm 70 mm 70 mm 70 mm 70 mm 70 mm 70 mm 70 mm 70 mm 70 mm 70 mm 70 mm 70 mm 70 mm 70 mm 70 mm 70 mm 70 mm 70 mm 70 mm 70 mm 70 mm 70 mm 70 mm 70 mm 70 mm 70 mm 70 mm 70 mm 70 mm 70 mm 70 mm 70 mm 70 mm 70 mm 70 mm 70 mm 70 mm 70 mm 70 mm 70 mm 70 mm 70 mm 70 mm 70 mm 70 mm 70 mm 70 mm 70 mm 70 mm 70 mm 70 mm 70 mm 70 mm 70 mm 70 mm 70 mm 70 mm 70 mm 70 mm 70 mm 70 mm 70 mm 70 mm 70 mm 70 mm 70 mm 70 mm 70 mm 70 mm 70 mm 70 mm 70 mm 70 mm 70 mm 70 mm 70 mm 70 mm 70 mm 70 mm 70 mm 70 mm 70 mm 70 mm 70 mm 70 mm 70 mm 70 mm 70 mm 70 mm 70 mm 70 mm 70 mm 70 mm 70 mm 70 mm 70 mm 70 mm 70 mm 70 mm 70 mm 70 mm 70 mm 70 mm 70 mm 70 mm 70 mm 70 mm 70 mm 70 mm 70 mm 70 mm 70 mm 70 mm 70 mm 70 mm 70 mm 108 mm 108 mm 108 mm 108 mm 108 mm 108 mm 108 mm 108 mm 108 mm 108 mm 108 mm 108 mm 108 mm 108 mm 108 mm 108 mm 108 mm 108 mm 108 mm 108 mm 108 mm 108 mm 108 mm 108 mm 108 mm 108 mm 108 mm 108 mm 108 mm 108 mm 108 mm 108 mm 108 mm 108 mm 108 mm 108 mm 108 mm 108 mm
| CAD overall height | 104 mm 104 mm 104 mm 104 mm 104 mm 104 mm 104 mm 104 mm 104 mm 104 mm 104 mm 104 mm 104 mm 104 mm 104 mm 104 mm 104 mm 104 mm 104 mm 104 mm 104 mm 104 mm 104 mm 104 mm 63 mm 63 mm 104 mm 104 mm 104 mm 104 mm 104 mm 104 mm 104 mm 104 mm 104 mm 104 mm 104 mm 104 mm 104 mm 104 mm 104 mm 104 mm 104 mm 104 mm 104 mm 104 mm 104 mm 104 mm 104 mm 104 mm 133 mm 133 mm 133 mm 133 mm 133 mm 133 mm 133 mm 133 mm 133 mm 133 mm 133 mm 133 mm 133 mm 133 mm 133 mm 133 mm 245 mm 245 mm 245 mm 245 mm 245 mm 245 mm 245 mm 245 mm 245 mm 245 mm 245 mm 245 mm 129 mm 129 mm 129 mm 129 mm 129 mm 129 mm 129 mm 129 mm 129 mm 129 mm 129 mm 129 mm 129 mm 129 mm 129 mm 129 mm 129 mm 129 mm 129 mm 129 mm 129 mm 129 mm 129 mm 129 mm 129 mm 129 mm 129 mm 129 mm 129 mm 129 mm 129 mm 129 mm 129 mm 129 mm 129 mm 139 mm 139 mm 139 mm 139 mm 139 mm 139 mm 139 mm 139 mm 139 mm 139 mm 139 mm 139 mm 139 mm 139 mm 139 mm 139 mm 139 mm 139 mm 139 mm 139 mm 139 mm 139 mm 139 mm 139 mm 139 mm 139 mm 139 mm 139 mm 139 mm 139 mm 139 mm 139 mm 139 mm 139 mm 139 mm 139 mm 139 mm 139 mm 139 mm 139 mm 139 mm 139 mm 139 mm 139 mm 139 mm 139 mm 139 mm 139 mm 139 mm 139 mm 139 mm 139 mm 139 mm 139 mm 232 mm 232 mm 232 mm 232 mm 232 mm 232 mm 232 mm 232 mm 232 mm 232 mm 232 mm 232 mm 232 mm 232 mm 232 mm 232 mm 232 mm 232 mm 232 mm 232 mm 232 mm 232 mm 232 mm 232 mm 232 mm 232 mm 232 mm 232 mm 232 mm 232 mm 232 mm 232 mm 232 mm 232 mm 232 mm 232 mm 157 mm 157 mm 157 mm 157 mm 157 mm 157 mm 157 mm 157 mm 157 mm 157 mm 157 mm 157 mm 157 mm 157 mm 157 mm 157 mm 157 mm 157 mm 157 mm 157 mm 157 mm 157 mm 157 mm 157 mm 157 mm 157 mm 157 mm 157 mm 157 mm 157 mm 157 mm 157 mm 157 mm 157 mm 157 mm 157 mm 43 mm 43 mm 43 mm 43 mm 43 mm 43 mm 43 mm 43 mm 43 mm 43 mm 43 mm 43 mm 43 mm 43 mm 43 mm 43 mm 43 mm 43 mm 43 mm 43 mm 43 mm 43 mm 43 mm 43 mm 43 mm 43 mm 43 mm 43 mm 43 mm 43 mm 43 mm 43 mm 43 mm 43 mm 43 mm 43 mm 43 mm 43 mm
| CAD overall width | 45 mm 45 mm 45 mm 45 mm 45 mm 45 mm 45 mm 45 mm 45 mm 45 mm 45 mm 45 mm 45 mm 45 mm 45 mm 45 mm 45 mm 45 mm 45 mm 45 mm 45 mm 45 mm 45 mm 45 mm 70 mm 70 mm 45 mm 45 mm 45 mm 45 mm 45 mm 45 mm 45 mm 45 mm 45 mm 45 mm 45 mm 45 mm 45 mm 45 mm 45 mm 45 mm 45 mm 45 mm 45 mm 45 mm 45 mm 45 mm 45 mm 45 mm 70 mm 70 mm 70 mm 70 mm 70 mm 70 mm 70 mm 70 mm 70 mm 70 mm 70 mm 70 mm 70 mm 70 mm 70 mm 70 mm 70 mm 70 mm 70 mm 70 mm 70 mm 70 mm 70 mm 70 mm 70 mm 70 mm 70 mm 70 mm 70 mm 70 mm 70 mm 70 mm 70 mm 70 mm 70 mm 70 mm 70 mm 70 mm 70 mm 70 mm 70 mm 70 mm 70 mm 70 mm 70 mm 70 mm 70 mm 70 mm 70 mm 70 mm 70 mm 70 mm 70 mm 70 mm 70 mm 70 mm 70 mm 70 mm 70 mm 70 mm 70 mm 70 mm 70 mm 70 mm 70 mm 70 mm 70 mm 70 mm 70 mm 70 mm 70 mm 70 mm 70 mm 70 mm 70 mm 70 mm 70 mm 70 mm 70 mm 70 mm 70 mm 70 mm 70 mm 70 mm 70 mm 70 mm 70 mm 70 mm 70 mm 70 mm 70 mm 70 mm 70 mm 70 mm 70 mm 70 mm 70 mm 70 mm 70 mm 70 mm 70 mm 70 mm 70 mm 70 mm 70 mm 70 mm 70 mm 70 mm 70 mm 70 mm 70 mm 70 mm 70 mm 70 mm 70 mm 70 mm 70 mm 70 mm 70 mm 70 mm 70 mm 70 mm 70 mm 70 mm 70 mm 70 mm 70 mm 70 mm 70 mm 70 mm 70 mm 70 mm 70 mm 70 mm 70 mm 70 mm 70 mm 70 mm 70 mm 70 mm 70 mm 70 mm 70 mm 70 mm 70 mm 70 mm 70 mm 70 mm 70 mm 70 mm 70 mm 70 mm 70 mm 70 mm 70 mm 70 mm 70 mm 70 mm 70 mm 70 mm 70 mm 70 mm 70 mm 70 mm 70 mm 70 mm 70 mm 70 mm 70 mm 70 mm 70 mm 70 mm 70 mm 70 mm 70 mm 70 mm 70 mm 70 mm 70 mm 70 mm 70 mm 70 mm 70 mm 70 mm 70 mm 70 mm 70 mm 70 mm 70 mm 33 mm 33 mm 33 mm 33 mm 33 mm 33 mm 33 mm 33 mm 33 mm 33 mm 33 mm 33 mm 33 mm 33 mm 33 mm 33 mm 33 mm 33 mm 33 mm 33 mm 33 mm 33 mm 33 mm 33 mm 33 mm 33 mm 33 mm 33 mm 33 mm 33 mm 33 mm 33 mm 33 mm 33 mm 33 mm 33 mm 33 mm 33 mm
| Control signal pulse width | 30 ms 100 ms under load 30 ms 100 ms under load 30 ms 100 ms under load 30 ms 100 ms under load 30 ms 100 ms under load 30 ms 100 ms under load 30 ms 100 ms under load 100 ms with load in parallel 30 ms 100 ms with load in parallel 30 ms 100 ms with load in parallel 30 ms 100 ms with load in parallel 30 ms 100 ms with load in parallel 30 ms 100 ms with load in parallel 30 ms 100 ms with load in parallel 30 ms 100 ms with load in parallel 30 ms 100 ms with load in parallel 30 ms 100 ms with load in parallel 30 ms 100 ms with load in parallel 30 ms 100 ms with load in parallel 30 ms 100 ms with load in parallel 30 ms 100 ms with load in parallel 30 ms 100 ms with load in parallel 30 ms 100 ms with load in parallel 30 ms 100 ms with load in parallel 30 ms 100 ms with load in parallel 60 ms no-load
| Maximum RF power transmitted | 0.0002 mW 0.0002 mW
| Maximum communication distance | 10 mm
| Minimum switching voltage | 12 V 12 V 12 V 12 V 24 V 24 V 24 V 24 V
| NFC operating frequency | 13.56 MHz 13.56 MHz
| Power on delay | 100 ms 100 ms 100 ms 100 ms 100 ms 100 ms 100 ms 100 ms 100 ms 100 ms 100 ms 100 ms 100 ms 100 ms 200 ms 100 ms 100 ms 100 ms 100 ms 100 ms 100 ms 100 ms 100 ms 100 ms 100 ms 200 ms 100 ms 100 ms 100 ms 100 ms 100 ms 100 ms
| Rated impulse withstand voltage | 5 kV for 1.2…50 µs conforming to IEC 60664-1 5 kV conforming to IEC 61812-1 5 kV for 1.2…50 µs conforming to IEC 60664-1 5 kV conforming to IEC 61812-1 5 kV for 1.2…50 µs conforming to IEC 60664-1 5 kV conforming to IEC 61812-1 5 kV for 1.2…50 µs conforming to IEC 60664-1 5 kV conforming to IEC 61812-1 5 kV for 1.2…50 µs conforming to IEC 60664-1 5 kV conforming to IEC 61812-1 5 kV for 1.2…50 µs conforming to IEC 60664-1 5 kV conforming to IEC 61812-1 5 kV for 1.2…50 µs conforming to IEC 60664-1 5 kV conforming to IEC 61812-1 5 kV for 1.2…50 µs conforming to IEC 60664-1 5 kV for 1.2…50 µs conforming to IEC 60664-1 5 kV for 1.2…50 µs conforming to IEC 60664-1 5 kV for 1.2…50 µs conforming to IEC 60664-1 5 kV for 1.2…50 µs conforming to IEC 60664-1 5 kV for 1.2…50 µs conforming to IEC 60664-1 5 kV for 1.2…50 µs conforming to IEC 60664-1 5 kV for 1.2…50 µs conforming to IEC 60664-1 5 kV for 1.2…50 µs conforming to IEC 60664-1 5 kV for 1.2…50 µs conforming to IEC 60664-1 5 kV for 1.2…50 µs conforming to IEC 60664-1 5 kV for 1.2…50 µs conforming to IEC 60664-1 5 kV for 1.2…50 µs conforming to IEC 60664-1 5 kV for 1.2…50 µs conforming to IEC 60664-1 5 kV for 1.2…50 µs conforming to IEC 60664-1 5 kV for 1.2…50 µs conforming to IEC 60664-1 5 kV for 1.2…50 µs conforming to IEC 60664-1 5 kV for 1.2…50 µs conforming to IEC 60664-1 5 kV for 1.2…50 µs conforming to IEC 60664-1 5 kV for 1.2…50 µs conforming to IEC 60664-1 5 kV for 1.2…50 µs conforming to IEC 60664-1 5 kV for 1.2…50 µs conforming to IEC 60664-1 5 kV for 1.2…50 µs conforming to IEC 60664-1 5 kV for 1.2…50 µs conforming to IEC 60664-1 5 kV for 1.2…50 µs conforming to IEC 60664-1 5 kV 1.2/50 µs conforming to IEC 60664-1
| Recovery time | 120 ms on de-energisation 120 ms on de-energisation 120 ms on de-energisation 120 ms on de-energisation 120 ms on de-energisation 120 ms on de-energisation 120 ms on de-energisation 120 ms on de-energisation 120 ms on de-energisation 120 ms on de-energisation 120 ms on de-energisation 120 ms on de-energisation 120 ms on de-energisation 120 ms on de-energisation 100 ms on de-energisation 120 ms on de-energisation 50 ms on de-energisation 120 ms on de-energisation 120 ms on de-energisation 120 ms on de-energisation 120 ms on de-energisation 120 ms on de-energisation 120 ms on de-energisation 120 ms on de-energisation 120 ms on de-energisation 100 ms on de-energisation 120 ms on de-energisation 120 ms on de-energisation 120 ms on de-energisation 120 ms on de-energisation 120 ms on de-energisation 120 ms on de-energisation 120 ms on de-energisation
| Release input voltage | <= 2.4 V <= 2.4 V <= 2.4 V <= 2.4 V <= 2.4 V <= 2.4 V <= 2.4 V <= 2.4 V <= 2.4 V <= 2.4 V <= 2.4 V <= 2.4 V <= 2.4 V <= 2.4 V <= 2.4 V <= 2.4 V <= 2.4 V <= 2.4 V <= 2.4 V <= 2.4 V <= 2.4 V <= 2.4 V <= 38 V <= 2.4 V <= 2.4 V <= 2.4 V
| Run-up delay at power-up max | 650 ms
| [Ie] rated operational current | 2 A at 24 V DC-13 conforming to IEC 60947-5-1/1991 70 °C 2 A at 24 V DC-13 conforming to VDE 0660 70 °C 3 A at 115 V AC-15 conforming to IEC 60947-5-1/1991 70 °C 3 A at 115 V AC-15 conforming to VDE 0660 70 °C 3 A at 24 V AC-15 conforming to IEC 60947-5-1/1991 70 °C 3 A at 24 V AC-15 conforming to VDE 0660 70 °C 3 A at 250 V AC-15 conforming to IEC 60947-5-1/1991 70 °C 3 A at 250 V AC-15 conforming to VDE 0660 70 °C 0.1 A at 250 V DC-13 conforming to IEC 60947-5-1/1991 70 °C 0.1 A at 250 V DC-13 conforming to VDE 0660 70 °C 0.3 A at 115 V DC-13 conforming to IEC 60947-5-1/1991 70 °C 0.3 A at 115 V DC-13 conforming to VDE 0660 70 °C 2 A at 24 V DC-13 conforming to IEC 60947-5-1/1991 70 °C 2 A at 24 V DC-13 conforming to VDE 0660 70 °C 3 A at 115 V AC-15 conforming to IEC 60947-5-1/1991 70 °C 3 A at 115 V AC-15 conforming to VDE 0660 70 °C 3 A at 24 V AC-15 conforming to IEC 60947-5-1/1991 70 °C 3 A at 24 V AC-15 conforming to VDE 0660 70 °C 3 A at 250 V AC-15 conforming to IEC 60947-5-1/1991 70 °C 3 A at 250 V AC-15 conforming to VDE 0660 70 °C 0.1 A at 250 V DC-13 conforming to IEC 60947-5-1/1991 70 °C 0.1 A at 250 V DC-13 conforming to VDE 0660 70 °C 0.3 A at 115 V DC-13 conforming to IEC 60947-5-1/1991 70 °C 0.3 A at 115 V DC-13 conforming to VDE 0660 70 °C 2 A at 24 V DC-13 conforming to IEC 60947-5-1/1991 70 °C 2 A at 24 V DC-13 conforming to VDE 0660 70 °C 3 A at 115 V AC-15 conforming to IEC 60947-5-1/1991 70 °C 3 A at 115 V AC-15 conforming to VDE 0660 70 °C 3 A at 24 V AC-15 conforming to IEC 60947-5-1/1991 70 °C 3 A at 24 V AC-15 conforming to VDE 0660 70 °C 3 A at 250 V AC-15 conforming to IEC 60947-5-1/1991 70 °C 3 A at 250 V AC-15 conforming to VDE 0660 70 °C 0.1 A at 250 V DC-13 conforming to IEC 60947-5-1/1991 70 °C 0.1 A at 250 V DC-13 conforming to VDE 0660 70 °C 0.3 A at 115 V DC-13 conforming to IEC 60947-5-1/1991 70 °C 0.3 A at 115 V DC-13 conforming to VDE 0660 70 °C 2 A at 24 V DC-13 conforming to IEC 60947-5-1/1991 70 °C 2 A at 24 V DC-13 conforming to VDE 0660 70 °C 3 A at 115 V AC-15 conforming to IEC 60947-5-1/1991 70 °C 3 A at 115 V AC-15 conforming to VDE 0660 70 °C 3 A at 24 V AC-15 conforming to IEC 60947-5-1/1991 70 °C 3 A at 24 V AC-15 conforming to VDE 0660 70 °C 3 A at 250 V AC-15 conforming to IEC 60947-5-1/1991 70 °C 3 A at 250 V AC-15 conforming to VDE 0660 70 °C 0.1 A at 250 V DC-13 conforming to IEC 60947-5-1/1991 70 °C 0.1 A at 250 V DC-13 conforming to VDE 0660 70 °C 0.3 A at 115 V DC-13 conforming to IEC 60947-5-1/1991 70 °C 0.3 A at 115 V DC-13 conforming to VDE 0660 70 °C 2 A at 24 V DC-13 conforming to IEC 60947-5-1/1991 70 °C 2 A at 24 V DC-13 conforming to VDE 0660 70 °C 3 A at 115 V AC-15 conforming to IEC 60947-5-1/1991 70 °C 3 A at 115 V AC-15 conforming to VDE 0660 70 °C 3 A at 24 V AC-15 conforming to IEC 60947-5-1/1991 70 °C 3 A at 24 V AC-15 conforming to VDE 0660 70 °C 3 A at 250 V AC-15 conforming to IEC 60947-5-1/1991 70 °C 3 A at 250 V AC-15 conforming to VDE 0660 70 °C 0.1 A at 250 V DC-13 conforming to IEC 60947-5-1/1991 70 °C 0.1 A at 250 V DC-13 conforming to VDE 0660 70 °C 0.3 A at 115 V DC-13 conforming to IEC 60947-5-1/1991 70 °C 0.3 A at 115 V DC-13 conforming to VDE 0660 70 °C 2 A at 24 V DC-13 conforming to IEC 60947-5-1/1991 70 °C 2 A at 24 V DC-13 conforming to VDE 0660 70 °C 3 A at 115 V AC-15 conforming to IEC 60947-5-1/1991 70 °C 3 A at 115 V AC-15 conforming to VDE 0660 70 °C 3 A at 24 V AC-15 conforming to IEC 60947-5-1/1991 70 °C 3 A at 24 V AC-15 conforming to VDE 0660 70 °C 3 A at 250 V AC-15 conforming to IEC 60947-5-1/1991 70 °C 3 A at 250 V AC-15 conforming to VDE 0660 70 °C 0.1 A at 250 V DC-13 conforming to IEC 60947-5-1/1991 70 °C 0.1 A at 250 V DC-13 conforming to VDE 0660 70 °C 0.3 A at 115 V DC-13 conforming to IEC 60947-5-1/1991 70 °C 0.3 A at 115 V DC-13 conforming to VDE 0660 70 °C 2 A at 24 V DC-13 conforming to IEC 60947-5-1/1991 70 °C 2 A at 24 V DC-13 conforming to VDE 0660 70 °C 3 A at 115 V AC-15 conforming to IEC 60947-5-1/1991 70 °C 3 A at 115 V AC-15 conforming to VDE 0660 70 °C 3 A at 24 V AC-15 conforming to IEC 60947-5-1/1991 70 °C 3 A at 24 V AC-15 conforming to VDE 0660 70 °C 3 A at 250 V AC-15 conforming to IEC 60947-5-1/1991 70 °C 3 A at 250 V AC-15 conforming to VDE 0660 70 °C 0.1 A at 250 V DC-13 conforming to IEC 60947-5-1/1991 70 °C 0.1 A at 250 V DC-13 conforming to VDE 0660 70 °C 0.3 A at 115 V DC-13 conforming to IEC 60947-5-1/1991 70 °C 0.3 A at 115 V DC-13 conforming to VDE 0660 70 °C 2 A at 24 V DC-13 conforming to IEC 60947-5-1/1991 70 °C 2 A at 24 V DC-13 conforming to VDE 0660 70 °C 3 A at 115 V AC-15 conforming to IEC 60947-5-1/1991 70 °C 3 A at 115 V AC-15 conforming to VDE 0660 70 °C 3 A at 24 V AC-15 conforming to IEC 60947-5-1/1991 70 °C 3 A at 24 V AC-15 conforming to VDE 0660 70 °C 3 A at 250 V AC-15 conforming to IEC 60947-5-1/1991 70 °C 3 A at 250 V AC-15 conforming to VDE 0660 70 °C 0.1 A at 250 V DC-13 conforming to IEC 60947-5-1/1991 70 °C 0.1 A at 250 V DC-13 conforming to VDE 0660 70 °C 0.3 A at 115 V DC-13 conforming to IEC 60947-5-1/1991 70 °C 0.3 A at 115 V DC-13 conforming to VDE 0660 70 °C 2 A at 24 V DC-13 conforming to IEC 60947-5-1/1991 70 °C 2 A at 24 V DC-13 conforming to VDE 0660 70 °C 3 A at 115 V AC-15 conforming to IEC 60947-5-1/1991 70 °C 3 A at 115 V AC-15 conforming to VDE 0660 70 °C 3 A at 24 V AC-15 conforming to IEC 60947-5-1/1991 70 °C 3 A at 24 V AC-15 conforming to VDE 0660 70 °C 3 A at 250 V AC-15 conforming to IEC 60947-5-1/1991 70 °C 3 A at 250 V AC-15 conforming to VDE 0660 70 °C 0.1 A at 250 V DC-13 conforming to IEC 60947-5-1/1991 70 °C 0.1 A at 250 V DC-13 conforming to VDE 0660 70 °C 0.3 A at 115 V DC-13 conforming to IEC 60947-5-1/1991 70 °C 0.3 A at 115 V DC-13 conforming to VDE 0660 70 °C 2 A at 24 V DC-13 conforming to IEC 60947-5-1/1991 70 °C 2 A at 24 V DC-13 conforming to VDE 0660 70 °C 3 A at 115 V AC-15 conforming to IEC 60947-5-1/1991 70 °C 3 A at 115 V AC-15 conforming to VDE 0660 70 °C 3 A at 24 V AC-15 conforming to IEC 60947-5-1/1991 70 °C 3 A at 24 V AC-15 conforming to VDE 0660 70 °C 3 A at 250 V AC-15 conforming to IEC 60947-5-1/1991 70 °C 3 A at 250 V AC-15 conforming to VDE 0660 70 °C 0.1 A at 250 V DC-13 conforming to IEC 60947-5-1/1991 70 °C 0.1 A at 250 V DC-13 conforming to VDE 0660 70 °C 0.3 A at 115 V DC-13 conforming to IEC 60947-5-1/1991 70 °C 0.3 A at 115 V DC-13 conforming to VDE 0660 70 °C 2 A at 24 V DC-13 conforming to IEC 60947-5-1/1991 70 °C 2 A at 24 V DC-13 conforming to VDE 0660 70 °C 3 A at 115 V AC-15 conforming to IEC 60947-5-1/1991 70 °C 3 A at 115 V AC-15 conforming to VDE 0660 70 °C 3 A at 24 V AC-15 conforming to IEC 60947-5-1/1991 70 °C 3 A at 24 V AC-15 conforming to VDE 0660 70 °C 3 A at 250 V AC-15 conforming to IEC 60947-5-1/1991 70 °C 3 A at 250 V AC-15 conforming to VDE 0660 70 °C 0.1 A at 250 V DC-13 conforming to IEC 60947-5-1/1991 70 °C 0.1 A at 250 V DC-13 conforming to VDE 0660 70 °C 0.3 A at 115 V DC-13 conforming to IEC 60947-5-1/1991 70 °C 0.3 A at 115 V DC-13 conforming to VDE 0660 70 °C 2 A at 70 °C 24 V DC-13 conforming to IEC 60947-5-1/1991 2 A at 70 °C 24 V DC-13 conforming to VDE 0660 3 A at 70 °C 115 V AC-15 conforming to IEC 60947-5-1/1991 3 A at 70 °C 115 V AC-15 conforming to VDE 0660 3 A at 70 °C 24 V AC-15 conforming to IEC 60947-5-1/1991 3 A at 70 °C 24 V AC-15 conforming to VDE 0660 3 A at 70 °C 250 V AC-15 conforming to IEC 60947-5-1/1991 3 A at 70 °C 250 V AC-15 conforming to VDE 0660 0.1 A at 70 °C 250 V DC-13 conforming to IEC 60947-5-1/1991 0.1 A at 70 °C 250 V DC-13 conforming to VDE 0660 0.3 A at 70 °C 115 V DC-13 conforming to IEC 60947-5-1/1991 0.3 A at 70 °C 115 V DC-13 conforming to VDE 0660 2 A at 70 °C 24 V DC-13 conforming to IEC 60947-5-1/1991 2 A at 70 °C 24 V DC-13 conforming to VDE 0660 3 A at 70 °C 115 V AC-15 conforming to IEC 60947-5-1/1991 3 A at 70 °C 115 V AC-15 conforming to VDE 0660 3 A at 70 °C 24 V AC-15 conforming to IEC 60947-5-1/1991 3 A at 70 °C 24 V AC-15 conforming to VDE 0660 3 A at 70 °C 250 V AC-15 conforming to IEC 60947-5-1/1991 3 A at 70 °C 250 V AC-15 conforming to VDE 0660 0.1 A at 70 °C 250 V DC-13 conforming to IEC 60947-5-1/1991 0.1 A at 70 °C 250 V DC-13 conforming to VDE 0660 0.3 A at 70 °C 115 V DC-13 conforming to IEC 60947-5-1/1991 0.3 A at 70 °C 115 V DC-13 conforming to VDE 0660 2 A at 70 °C 24 V DC-13 conforming to IEC 60947-5-1/1991 2 A at 70 °C 24 V DC-13 conforming to VDE 0660 3 A at 70 °C 115 V AC-15 conforming to IEC 60947-5-1/1991 3 A at 70 °C 115 V AC-15 conforming to VDE 0660 3 A at 70 °C 24 V AC-15 conforming to IEC 60947-5-1/1991 3 A at 70 °C 24 V AC-15 conforming to VDE 0660 3 A at 70 °C 250 V AC-15 conforming to IEC 60947-5-1/1991 3 A at 70 °C 250 V AC-15 conforming to VDE 0660 0.1 A at 70 °C 250 V DC-13 conforming to IEC 60947-5-1/1991 0.1 A at 70 °C 250 V DC-13 conforming to VDE 0660 0.3 A at 70 °C 115 V DC-13 conforming to IEC 60947-5-1/1991 0.3 A at 70 °C 115 V DC-13 conforming to VDE 0660 2 A at 70 °C 24 V DC-13 conforming to IEC 60947-5-1/1991 2 A at 70 °C 24 V DC-13 conforming to VDE 0660 3 A at 70 °C 115 V AC-15 conforming to IEC 60947-5-1/1991 3 A at 70 °C 115 V AC-15 conforming to VDE 0660 3 A at 70 °C 24 V AC-15 conforming to IEC 60947-5-1/1991 3 A at 70 °C 24 V AC-15 conforming to VDE 0660 3 A at 70 °C 250 V AC-15 conforming to IEC 60947-5-1/1991 3 A at 70 °C 250 V AC-15 conforming to VDE 0660 0.1 A at 70 °C 250 V DC-13 conforming to IEC 60947-5-1/1991 0.1 A at 70 °C 250 V DC-13 conforming to VDE 0660 0.3 A at 70 °C 115 V DC-13 conforming to IEC 60947-5-1/1991 0.3 A at 70 °C 115 V DC-13 conforming to VDE 0660 2 A at 70 °C 24 V DC-13 conforming to IEC 60947-5-1/1991 2 A at 70 °C 24 V DC-13 conforming to VDE 0660 3 A at 70 °C 115 V AC-15 conforming to IEC 60947-5-1/1991 3 A at 70 °C 115 V AC-15 conforming to VDE 0660 3 A at 70 °C 24 V AC-15 conforming to IEC 60947-5-1/1991 3 A at 70 °C 24 V AC-15 conforming to VDE 0660 3 A at 70 °C 250 V AC-15 conforming to IEC 60947-5-1/1991 3 A at 70 °C 250 V AC-15 conforming to VDE 0660 0.1 A at 70 °C 250 V DC-13 conforming to IEC 60947-5-1/1991 0.1 A at 70 °C 250 V DC-13 conforming to VDE 0660 0.3 A at 70 °C 115 V DC-13 conforming to IEC 60947-5-1/1991 0.3 A at 70 °C 115 V DC-13 conforming to VDE 0660 2 A at 70 °C 24 V DC-13 conforming to IEC 60947-5-1/1991 2 A at 70 °C 24 V DC-13 conforming to VDE 0660 3 A at 70 °C 115 V AC-15 conforming to IEC 60947-5-1/1991 3 A at 70 °C 115 V AC-15 conforming to VDE 0660 3 A at 70 °C 24 V AC-15 conforming to IEC 60947-5-1/1991 3 A at 70 °C 24 V AC-15 conforming to VDE 0660 3 A at 70 °C 250 V AC-15 conforming to IEC 60947-5-1/1991 3 A at 70 °C 250 V AC-15 conforming to VDE 0660 0.1 A at 70 °C 250 V DC-13 conforming to IEC 60947-5-1/1991 0.1 A at 70 °C 250 V DC-13 conforming to VDE 0660 0.3 A at 70 °C 115 V DC-13 conforming to IEC 60947-5-1/1991 0.3 A at 70 °C 115 V DC-13 conforming to VDE 0660 2 A at 70 °C 24 V DC-13 conforming to IEC 60947-5-1/1991 2 A at 70 °C 24 V DC-13 conforming to VDE 0660 3 A at 70 °C 115 V AC-15 conforming to IEC 60947-5-1/1991 3 A at 70 °C 115 V AC-15 conforming to VDE 0660 3 A at 70 °C 24 V AC-15 conforming to IEC 60947-5-1/1991 3 A at 70 °C 24 V AC-15 conforming to VDE 0660 3 A at 70 °C 250 V AC-15 conforming to IEC 60947-5-1/1991 3 A at 70 °C 250 V AC-15 conforming to VDE 0660 0.1 A at 70 °C 250 V DC-13 conforming to IEC 60947-5-1/1991 0.1 A at 70 °C 250 V DC-13 conforming to VDE 0660 0.3 A at 70 °C 115 V DC-13 conforming to IEC 60947-5-1/1991 0.3 A at 70 °C 115 V DC-13 conforming to VDE 0660 2 A at 70 °C 24 V DC-13 conforming to IEC 60947-5-1/1991 2 A at 70 °C 24 V DC-13 conforming to VDE 0660 3 A at 70 °C 115 V AC-15 conforming to IEC 60947-5-1/1991 3 A at 70 °C 115 V AC-15 conforming to VDE 0660 3 A at 70 °C 24 V AC-15 conforming to IEC 60947-5-1/1991 3 A at 70 °C 24 V AC-15 conforming to VDE 0660 3 A at 70 °C 250 V AC-15 conforming to IEC 60947-5-1/1991 3 A at 70 °C 250 V AC-15 conforming to VDE 0660 0.1 A at 70 °C 250 V DC-13 conforming to IEC 60947-5-1/1991 0.1 A at 70 °C 250 V DC-13 conforming to VDE 0660 0.3 A at 70 °C 115 V DC-13 conforming to IEC 60947-5-1/1991 0.3 A at 70 °C 115 V DC-13 conforming to VDE 0660 2 A at 70 °C 24 V DC-13 conforming to IEC 60947-5-1/1991 2 A at 70 °C 24 V DC-13 conforming to VDE 0660 3 A at 70 °C 115 V AC-15 conforming to IEC 60947-5-1/1991 3 A at 70 °C 115 V AC-15 conforming to VDE 0660 3 A at 70 °C 24 V AC-15 conforming to IEC 60947-5-1/1991 3 A at 70 °C 24 V AC-15 conforming to VDE 0660 3 A at 70 °C 250 V AC-15 conforming to IEC 60947-5-1/1991 3 A at 70 °C 250 V AC-15 conforming to VDE 0660 0.1 A at 70 °C 250 V DC-13 conforming to IEC 60947-5-1/1991 0.1 A at 70 °C 250 V DC-13 conforming to VDE 0660 0.3 A at 70 °C 115 V DC-13 conforming to IEC 60947-5-1/1991 0.3 A at 70 °C 115 V DC-13 conforming to VDE 0660 2 A at 70 °C 24 V DC-13 conforming to IEC 60947-5-1/1991 2 A at 70 °C 24 V DC-13 conforming to VDE 0660 3 A at 70 °C 115 V AC-15 conforming to IEC 60947-5-1/1991 3 A at 70 °C 115 V AC-15 conforming to VDE 0660 3 A at 70 °C 24 V AC-15 conforming to IEC 60947-5-1/1991 3 A at 70 °C 24 V AC-15 conforming to VDE 0660 3 A at 70 °C 250 V AC-15 conforming to IEC 60947-5-1/1991 3 A at 70 °C 250 V AC-15 conforming to VDE 0660 0.1 A at 70 °C 250 V DC-13 conforming to IEC 60947-5-1/1991 0.1 A at 70 °C 250 V DC-13 conforming to VDE 0660 0.3 A at 70 °C 115 V DC-13 conforming to IEC 60947-5-1/1991 0.3 A at 70 °C 115 V DC-13 conforming to VDE 0660 2 A at 70 °C 24 V DC-13 conforming to IEC 60947-5-1/1991 2 A at 70 °C 24 V DC-13 conforming to VDE 0660 3 A at 70 °C 115 V AC-15 conforming to IEC 60947-5-1/1991 3 A at 70 °C 115 V AC-15 conforming to VDE 0660 3 A at 70 °C 24 V AC-15 conforming to IEC 60947-5-1/1991 3 A at 70 °C 24 V AC-15 conforming to VDE 0660 3 A at 70 °C 250 V AC-15 conforming to IEC 60947-5-1/1991 3 A at 70 °C 250 V AC-15 conforming to VDE 0660 0.1 A at 70 °C 250 V DC-13 conforming to IEC 60947-5-1/1991 0.1 A at 70 °C 250 V DC-13 conforming to VDE 0660 0.3 A at 70 °C 115 V DC-13 conforming to IEC 60947-5-1/1991 0.3 A at 70 °C 115 V DC-13 conforming to VDE 0660 2 A at 70 °C 24 V DC-13 conforming to IEC 60947-5-1/1991 2 A at 70 °C 24 V DC-13 conforming to VDE 0660 3 A at 70 °C 115 V AC-15 conforming to IEC 60947-5-1/1991 3 A at 70 °C 115 V AC-15 conforming to VDE 0660 3 A at 70 °C 24 V AC-15 conforming to IEC 60947-5-1/1991 3 A at 70 °C 24 V AC-15 conforming to VDE 0660 3 A at 70 °C 250 V AC-15 conforming to IEC 60947-5-1/1991 3 A at 70 °C 250 V AC-15 conforming to VDE 0660 0.1 A at 70 °C 250 V DC-13 conforming to IEC 60947-5-1/1991 0.1 A at 70 °C 250 V DC-13 conforming to VDE 0660 0.3 A at 70 °C 115 V DC-13 conforming to IEC 60947-5-1/1991 0.3 A at 70 °C 115 V DC-13 conforming to VDE 0660 2 A at 70 °C 24 V DC-13 conforming to IEC 60947-5-1/1991 2 A at 70 °C 24 V DC-13 conforming to VDE 0660 3 A at 70 °C 115 V AC-15 conforming to IEC 60947-5-1/1991 3 A at 70 °C 115 V AC-15 conforming to VDE 0660 3 A at 70 °C 24 V AC-15 conforming to IEC 60947-5-1/1991 3 A at 70 °C 24 V AC-15 conforming to VDE 0660 3 A at 70 °C 250 V AC-15 conforming to IEC 60947-5-1/1991 3 A at 70 °C 250 V AC-15 conforming to VDE 0660 0.1 A at 70 °C 250 V DC-13 conforming to IEC 60947-5-1/1991 0.1 A at 70 °C 250 V DC-13 conforming to VDE 0660 0.3 A at 70 °C 115 V DC-13 conforming to IEC 60947-5-1/1991 0.3 A at 70 °C 115 V DC-13 conforming to VDE 0660 2 A at 70 °C 24 V DC-13 conforming to IEC 60947-5-1/1991 2 A at 70 °C 24 V DC-13 conforming to VDE 0660 3 A at 70 °C 115 V AC-15 conforming to IEC 60947-5-1/1991 3 A at 70 °C 115 V AC-15 conforming to VDE 0660 3 A at 70 °C 24 V AC-15 conforming to IEC 60947-5-1/1991 3 A at 70 °C 24 V AC-15 conforming to VDE 0660 3 A at 70 °C 250 V AC-15 conforming to IEC 60947-5-1/1991 3 A at 70 °C 250 V AC-15 conforming to VDE 0660 0.1 A at 70 °C 250 V DC-13 conforming to IEC 60947-5-1/1991 0.1 A at 70 °C 250 V DC-13 conforming to VDE 0660 0.3 A at 70 °C 115 V DC-13 conforming to IEC 60947-5-1/1991 0.3 A at 70 °C 115 V DC-13 conforming to VDE 0660 2 A at 70 °C 24 V DC-13 conforming to IEC 60947-5-1/1991 2 A at 70 °C 24 V DC-13 conforming to VDE 0660 3 A at 70 °C 115 V AC-15 conforming to IEC 60947-5-1/1991 3 A at 70 °C 115 V AC-15 conforming to VDE 0660 3 A at 70 °C 24 V AC-15 conforming to IEC 60947-5-1/1991 3 A at 70 °C 24 V AC-15 conforming to VDE 0660 3 A at 70 °C 250 V AC-15 conforming to IEC 60947-5-1/1991 3 A at 70 °C 250 V AC-15 conforming to VDE 0660 0.1 A at 70 °C 250 V DC-13 conforming to IEC 60947-5-1/1991 0.1 A at 70 °C 250 V DC-13 conforming to VDE 0660 0.3 A at 70 °C 115 V DC-13 conforming to IEC 60947-5-1/1991 0.3 A at 70 °C 115 V DC-13 conforming to VDE 0660 2 A at 70 °C 24 V DC-13 conforming to IEC 60947-5-1/1991 2 A at 70 °C 24 V DC-13 conforming to VDE 0660 3 A at 70 °C 115 V AC-15 conforming to IEC 60947-5-1/1991 3 A at 70 °C 115 V AC-15 conforming to VDE 0660 3 A at 70 °C 24 V AC-15 conforming to IEC 60947-5-1/1991 3 A at 70 °C 24 V AC-15 conforming to VDE 0660 3 A at 70 °C 250 V AC-15 conforming to IEC 60947-5-1/1991 3 A at 70 °C 250 V AC-15 conforming to VDE 0660 0.1 A at 70 °C 250 V DC-13 conforming to IEC 60947-5-1/1991 0.1 A at 70 °C 250 V DC-13 conforming to VDE 0660 0.3 A at 70 °C 115 V DC-13 conforming to IEC 60947-5-1/1991 0.3 A at 70 °C 115 V DC-13 conforming to VDE 0660 2 A at 70 °C 24 V DC-13 conforming to IEC 60947-5-1/1991 2 A at 70 °C 24 V DC-13 conforming to VDE 0660 3 A at 70 °C 115 V AC-15 conforming to IEC 60947-5-1/1991 3 A at 70 °C 115 V AC-15 conforming to VDE 0660 3 A at 70 °C 24 V AC-15 conforming to IEC 60947-5-1/1991 3 A at 70 °C 24 V AC-15 conforming to VDE 0660 3 A at 70 °C 250 V AC-15 conforming to IEC 60947-5-1/1991 3 A at 70 °C 250 V AC-15 conforming to VDE 0660 0.1 A at 70 °C 250 V DC-13 conforming to IEC 60947-5-1/1991 0.1 A at 70 °C 250 V DC-13 conforming to VDE 0660 0.3 A at 70 °C 115 V DC-13 conforming to IEC 60947-5-1/1991 0.3 A at 70 °C 115 V DC-13 conforming to VDE 0660 2 A at 70 °C 24 V DC-13 conforming to IEC 60947-5-1/1991 2 A at 70 °C 24 V DC-13 conforming to VDE 0660 3 A at 70 °C 115 V AC-15 conforming to IEC 60947-5-1/1991 3 A at 70 °C 115 V AC-15 conforming to VDE 0660 3 A at 70 °C 24 V AC-15 conforming to IEC 60947-5-1/1991 3 A at 70 °C 24 V AC-15 conforming to VDE 0660 3 A at 70 °C 250 V AC-15 conforming to IEC 60947-5-1/1991 3 A at 70 °C 250 V AC-15 conforming to VDE 0660 0.1 A at 70 °C 250 V DC-13 conforming to IEC 60947-5-1/1991 0.1 A at 70 °C 250 V DC-13 conforming to VDE 0660 0.3 A at 70 °C 115 V DC-13 conforming to IEC 60947-5-1/1991 0.3 A at 70 °C 115 V DC-13 conforming to VDE 0660 2 A at 70 °C 24 V DC-13 conforming to IEC 60947-5-1/1991 2 A at 70 °C 24 V DC-13 conforming to VDE 0660 3 A at 70 °C 115 V AC-15 conforming to IEC 60947-5-1/1991 3 A at 70 °C 115 V AC-15 conforming to VDE 0660 3 A at 70 °C 24 V AC-15 conforming to IEC 60947-5-1/1991 3 A at 70 °C 24 V AC-15 conforming to VDE 0660 3 A at 70 °C 250 V AC-15 conforming to IEC 60947-5-1/1991 3 A at 70 °C 250 V AC-15 conforming to VDE 0660 0.1 A at 70 °C 250 V DC-13 conforming to IEC 60947-5-1/1991 0.1 A at 70 °C 250 V DC-13 conforming to VDE 0660 0.3 A at 70 °C 115 V DC-13 conforming to IEC 60947-5-1/1991 0.3 A at 70 °C 115 V DC-13 conforming to VDE 0660 2 A at 70 °C 24 V DC-13 conforming to IEC 60947-5-1/1991 2 A at 70 °C 24 V DC-13 conforming to VDE 0660 3 A at 70 °C 115 V AC-15 conforming to IEC 60947-5-1/1991 3 A at 70 °C 115 V AC-15 conforming to VDE 0660 3 A at 70 °C 24 V AC-15 conforming to IEC 60947-5-1/1991 3 A at 70 °C 24 V AC-15 conforming to VDE 0660 3 A at 70 °C 250 V AC-15 conforming to IEC 60947-5-1/1991 3 A at 70 °C 250 V AC-15 conforming to VDE 0660 0.1 A at 70 °C 250 V DC-13 conforming to IEC 60947-5-1/1991 0.1 A at 70 °C 250 V DC-13 conforming to VDE 0660 0.3 A at 70 °C 115 V DC-13 conforming to IEC 60947-5-1/1991 0.3 A at 70 °C 115 V DC-13 conforming to VDE 0660 2 A at 70 °C 24 V DC-13 conforming to IEC 60947-5-1/1991 2 A at 70 °C 24 V DC-13 conforming to VDE 0660 3 A at 70 °C 115 V AC-15 conforming to IEC 60947-5-1/1991 3 A at 70 °C 115 V AC-15 conforming to VDE 0660 3 A at 70 °C 24 V AC-15 conforming to IEC 60947-5-1/1991 3 A at 70 °C 24 V AC-15 conforming to VDE 0660 3 A at 70 °C 250 V AC-15 conforming to IEC 60947-5-1/1991 3 A at 70 °C 250 V AC-15 conforming to VDE 0660 0.1 A at 70 °C 250 V DC-13 conforming to IEC 60947-5-1/1991 0.1 A at 70 °C 250 V DC-13 conforming to VDE 0660 0.3 A at 70 °C 115 V DC-13 conforming to IEC 60947-5-1/1991 0.3 A at 70 °C 115 V DC-13 conforming to VDE 0660 2 A at 70 °C 24 V DC-13 conforming to IEC 60947-5-1 2 A at 70 °C 24 V DC-13 conforming to VDE 0660 3 A at 70 °C 115 V AC-15 conforming to IEC 60947-5-1 3 A at 70 °C 115 V AC-15 conforming to VDE 0660 3 A at 70 °C 24 V AC-15 conforming to IEC 60947-5-1 3 A at 70 °C 24 V AC-15 conforming to VDE 0660 3 A at 70 °C 250 V AC-15 conforming to IEC 60947-5-1 3 A at 70 °C 250 V AC-15 conforming to VDE 0660 0.1 A at 70 °C 250 V DC-13 conforming to IEC 60947-5-1 0.1 A at 70 °C 250 V DC-13 conforming to VDE 0660 0.3 A at 70 °C 115 V DC-13 conforming to IEC 60947-5-1 0.3 A at 70 °C 115 V DC-13 conforming to VDE 0660 2 A at 70 °C 24 V DC-13 conforming to IEC 60947-5-1 2 A at 70 °C 24 V DC-13 conforming to VDE 0660 3 A at 70 °C 115 V AC-15 conforming to IEC 60947-5-1 3 A at 70 °C 115 V AC-15 conforming to VDE 0660 3 A at 70 °C 24 V AC-15 conforming to IEC 60947-5-1 3 A at 70 °C 24 V AC-15 conforming to VDE 0660 3 A at 70 °C 250 V AC-15 conforming to IEC 60947-5-1 3 A at 70 °C 250 V AC-15 conforming to VDE 0660 0.1 A at 70 °C 250 V DC-13 conforming to VDE 0660 0.3 A at 70 °C 115 V DC-13 conforming to IEC 60947-5-1 0.3 A at 70 °C 115 V DC-13 conforming to VDE 0660 2 A at 70 °C 24 V DC-13 conforming to IEC 60947-5-1/1991 2 A at 70 °C 24 V DC-13 conforming to VDE 0660 3 A at 70 °C 115 V AC-15 conforming to IEC 60947-5-1/1991 3 A at 70 °C 115 V AC-15 conforming to VDE 0660 3 A at 70 °C 24 V AC-15 conforming to IEC 60947-5-1/1991 3 A at 70 °C 24 V AC-15 conforming to VDE 0660 3 A at 70 °C 250 V AC-15 conforming to IEC 60947-5-1/1991 3 A at 70 °C 250 V AC-15 conforming to VDE 0660 0.1 A at 70 °C 250 V DC-13 conforming to IEC 60947-5-1/1991 0.1 A at 70 °C 250 V DC-13 conforming to VDE 0660 0.3 A at 70 °C 115 V DC-13 conforming to IEC 60947-5-1/1991 0.3 A at 70 °C 115 V DC-13 conforming to VDE 0660 2 A at 70 °C 24 V DC-13 conforming to IEC 60947-5-1/1991 2 A at 70 °C 24 V DC-13 conforming to VDE 0660 3 A at 70 °C 115 V AC-15 conforming to IEC 60947-5-1/1991 3 A at 70 °C 115 V AC-15 conforming to VDE 0660 3 A at 70 °C 24 V AC-15 conforming to IEC 60947-5-1/1991 3 A at 70 °C 24 V AC-15 conforming to VDE 0660 3 A at 70 °C 250 V AC-15 conforming to IEC 60947-5-1/1991 3 A at 70 °C 250 V AC-15 conforming to VDE 0660 0.1 A at 70 °C 250 V DC-13 conforming to IEC 60947-5-1/1991 0.1 A at 70 °C 250 V DC-13 conforming to VDE 0660 0.3 A at 70 °C 115 V DC-13 conforming to IEC 60947-5-1/1991 0.3 A at 70 °C 115 V DC-13 conforming to VDE 0660 2 A at 70 °C 24 V DC-13 conforming to IEC 60947-5-1/1991 2 A at 70 °C 24 V DC-13 conforming to VDE 0660 3 A at 70 °C 115 V AC-15 conforming to IEC 60947-5-1/1991 3 A at 70 °C 115 V AC-15 conforming to VDE 0660 3 A at 70 °C 24 V AC-15 conforming to IEC 60947-5-1/1991 3 A at 70 °C 24 V AC-15 conforming to VDE 0660 3 A at 70 °C 250 V AC-15 conforming to IEC 60947-5-1/1991 3 A at 70 °C 250 V AC-15 conforming to VDE 0660 0.1 A at 70 °C 250 V DC-13 conforming to IEC 60947-5-1/1991 0.1 A at 70 °C 250 V DC-13 conforming to VDE 0660 0.3 A at 70 °C 115 V DC-13 conforming to IEC 60947-5-1/1991 0.3 A at 70 °C 115 V DC-13 conforming to VDE 0660 2 A at 70 °C 24 V DC-13 conforming to IEC 60947-5-1/1991 2 A at 70 °C 24 V DC-13 conforming to VDE 0660 3 A at 70 °C 115 V AC-15 conforming to IEC 60947-5-1/1991 3 A at 70 °C 115 V AC-15 conforming to VDE 0660 3 A at 70 °C 24 V AC-15 conforming to IEC 60947-5-1/1991 3 A at 70 °C 24 V AC-15 conforming to VDE 0660 3 A at 70 °C 250 V AC-15 conforming to IEC 60947-5-1/1991 3 A at 70 °C 250 V AC-15 conforming to VDE 0660 0.1 A at 70 °C 250 V DC-13 conforming to IEC 60947-5-1/1991 0.1 A at 70 °C 250 V DC-13 conforming to VDE 0660 0.3 A at 70 °C 115 V DC-13 conforming to IEC 60947-5-1/1991 0.3 A at 70 °C 115 V DC-13 conforming to VDE 0660 2 A at 70 °C 24 V DC-13 conforming to IEC 60947-5-1/1991 2 A at 70 °C 24 V DC-13 conforming to VDE 0660 3 A at 70 °C 115 V AC-15 conforming to IEC 60947-5-1/1991 3 A at 70 °C 115 V AC-15 conforming to VDE 0660 3 A at 70 °C 24 V AC-15 conforming to IEC 60947-5-1/1991 3 A at 70 °C 24 V AC-15 conforming to VDE 0660 3 A at 70 °C 250 V AC-15 conforming to IEC 60947-5-1/1991 3 A at 70 °C 250 V AC-15 conforming to VDE 0660 0.1 A at 70 °C 250 V DC-13 conforming to IEC 60947-5-1/1991 0.1 A at 70 °C 250 V DC-13 conforming to VDE 0660 0.3 A at 70 °C 115 V DC-13 conforming to IEC 60947-5-1/1991 0.3 A at 70 °C 115 V DC-13 conforming to VDE 0660 2 A at 70 °C 24 V DC-13 conforming to IEC 60947-5-1/1991 2 A at 70 °C 24 V DC-13 conforming to VDE 0660 3 A at 70 °C 115 V AC-15 conforming to IEC 60947-5-1/1991 3 A at 70 °C 115 V AC-15 conforming to VDE 0660 3 A at 70 °C 24 V AC-15 conforming to IEC 60947-5-1/1991 3 A at 70 °C 24 V AC-15 conforming to VDE 0660 3 A at 70 °C 250 V AC-15 conforming to IEC 60947-5-1/1991 3 A at 70 °C 250 V AC-15 conforming to VDE 0660 0.1 A at 70 °C 250 V DC-13 conforming to IEC 60947-5-1/1991 0.1 A at 70 °C 250 V DC-13 conforming to VDE 0660 0.3 A at 70 °C 115 V DC-13 conforming to IEC 60947-5-1/1991 0.3 A at 70 °C 115 V DC-13 conforming to VDE 0660 2 A at 70 °C 24 V DC-13 conforming to IEC 60947-5-1/1991 2 A at 70 °C 24 V DC-13 conforming to VDE 0660 3 A at 70 °C 115 V AC-15 conforming to IEC 60947-5-1/1991 3 A at 70 °C 115 V AC-15 conforming to VDE 0660 3 A at 70 °C 24 V AC-15 conforming to IEC 60947-5-1/1991 3 A at 70 °C 24 V AC-15 conforming to VDE 0660 3 A at 70 °C 250 V AC-15 conforming to IEC 60947-5-1/1991 3 A at 70 °C 250 V AC-15 conforming to VDE 0660 0.1 A at 70 °C 250 V DC-13 conforming to IEC 60947-5-1/1991 0.1 A at 70 °C 250 V DC-13 conforming to VDE 0660 0.3 A at 70 °C 115 V DC-13 conforming to IEC 60947-5-1/1991 0.3 A at 70 °C 115 V DC-13 conforming to VDE 0660 2 A at 70 °C 24 V DC-13 conforming to IEC 60947-5-1/1991 2 A at 70 °C 24 V DC-13 conforming to VDE 0660 3 A at 70 °C 115 V AC-15 conforming to IEC 60947-5-1/1991 3 A at 70 °C 115 V AC-15 conforming to VDE 0660 3 A at 70 °C 24 V AC-15 conforming to IEC 60947-5-1/1991 3 A at 70 °C 24 V AC-15 conforming to VDE 0660 3 A at 70 °C 250 V AC-15 conforming to IEC 60947-5-1/1991 3 A at 70 °C 250 V AC-15 conforming to VDE 0660 0.1 A at 70 °C 250 V DC-13 conforming to IEC 60947-5-1/1991 0.1 A at 70 °C 250 V DC-13 conforming to VDE 0660 0.3 A at 70 °C 115 V DC-13 conforming to IEC 60947-5-1/1991 0.3 A at 70 °C 115 V DC-13 conforming to VDE 0660 2 A at 70 °C 24 V DC-13 conforming to IEC 60947-5-1/1991 2 A at 70 °C 24 V DC-13 conforming to VDE 0660 3 A at 70 °C 115 V AC-15 conforming to IEC 60947-5-1/1991 3 A at 70 °C 115 V AC-15 conforming to VDE 0660 3 A at 70 °C 24 V AC-15 conforming to IEC 60947-5-1/1991 3 A at 70 °C 24 V AC-15 conforming to VDE 0660 3 A at 70 °C 250 V AC-15 conforming to IEC 60947-5-1/1991 3 A at 70 °C 250 V AC-15 conforming to VDE 0660 0.1 A at 70 °C 250 V DC-13 conforming to IEC 60947-5-1/1991 0.1 A at 70 °C 250 V DC-13 conforming to VDE 0660 0.3 A at 70 °C 115 V DC-13 conforming to IEC 60947-5-1/1991 0.3 A at 70 °C 115 V DC-13 conforming to VDE 0660 2 A at 70 °C 24 V DC-13 conforming to IEC 60947-5-1/1991 2 A at 70 °C 24 V DC-13 conforming to VDE 0660 3 A at 70 °C 115 V AC-15 conforming to IEC 60947-5-1/1991 3 A at 70 °C 115 V AC-15 conforming to VDE 0660 3 A at 70 °C 24 V AC-15 conforming to IEC 60947-5-1/1991 3 A at 70 °C 24 V AC-15 conforming to VDE 0660 3 A at 70 °C 250 V AC-15 conforming to IEC 60947-5-1/1991 3 A at 70 °C 250 V AC-15 conforming to VDE 0660 0.1 A at 70 °C 250 V DC-13 conforming to IEC 60947-5-1/1991 0.1 A at 70 °C 250 V DC-13 conforming to VDE 0660 0.3 A at 70 °C 115 V DC-13 conforming to IEC 60947-5-1/1991 0.3 A at 70 °C 115 V DC-13 conforming to VDE 0660 2 A at 70 °C 24 V DC-13 conforming to IEC 60947-5-1/1991 2 A at 70 °C 24 V DC-13 conforming to VDE 0660 3 A at 70 °C 115 V AC-15 conforming to IEC 60947-5-1/1991 3 A at 70 °C 115 V AC-15 conforming to VDE 0660 3 A at 70 °C 24 V AC-15 conforming to IEC 60947-5-1/1991 3 A at 70 °C 24 V AC-15 conforming to VDE 0660 3 A at 70 °C 250 V AC-15 conforming to IEC 60947-5-1/1991 3 A at 70 °C 250 V AC-15 conforming to VDE 0660 0.1 A at 70 °C 250 V DC-13 conforming to IEC 60947-5-1/1991 0.1 A at 70 °C 250 V DC-13 conforming to VDE 0660 0.3 A at 70 °C 115 V DC-13 conforming to IEC 60947-5-1/1991 0.3 A at 70 °C 115 V DC-13 conforming to VDE 0660 2 A at 70 °C 24 V DC-13 conforming to IEC 60947-5-1/1991 2 A at 70 °C 24 V DC-13 conforming to VDE 0660 3 A at 70 °C 115 V AC-15 conforming to IEC 60947-5-1/1991 3 A at 70 °C 115 V AC-15 conforming to VDE 0660 3 A at 70 °C 24 V AC-15 conforming to IEC 60947-5-1/1991 3 A at 70 °C 24 V AC-15 conforming to VDE 0660 3 A at 70 °C 250 V AC-15 conforming to IEC 60947-5-1/1991 3 A at 70 °C 250 V AC-15 conforming to VDE 0660 0.1 A at 70 °C 250 V DC-13 conforming to IEC 60947-5-1/1991 0.1 A at 70 °C 250 V DC-13 conforming to VDE 0660 0.3 A at 70 °C 115 V DC-13 conforming to IEC 60947-5-1/1991 0.3 A at 70 °C 115 V DC-13 conforming to VDE 0660 2 A at 70 °C 24 V DC-13 conforming to IEC 60947-5-1/1991 2 A at 70 °C 24 V DC-13 conforming to VDE 0660 3 A at 70 °C 115 V AC-15 conforming to IEC 60947-5-1/1991 3 A at 70 °C 115 V AC-15 conforming to VDE 0660 3 A at 70 °C 24 V AC-15 conforming to IEC 60947-5-1/1991 3 A at 70 °C 24 V AC-15 conforming to VDE 0660 3 A at 70 °C 250 V AC-15 conforming to IEC 60947-5-1/1991 3 A at 70 °C 250 V AC-15 conforming to VDE 0660 0.1 A at 70 °C 250 V DC-13 conforming to IEC 60947-5-1/1991 0.1 A at 70 °C 250 V DC-13 conforming to VDE 0660 0.3 A at 70 °C 115 V DC-13 conforming to IEC 60947-5-1/1991 0.3 A at 70 °C 115 V DC-13 conforming to VDE 0660 2 A at 70 °C 24 V DC-13 conforming to IEC 60947-5-1/1991 2 A at 70 °C 24 V DC-13 conforming to VDE 0660 3 A at 70 °C 115 V AC-15 conforming to IEC 60947-5-1/1991 3 A at 70 °C 115 V AC-15 conforming to VDE 0660 3 A at 70 °C 24 V AC-15 conforming to IEC 60947-5-1/1991 3 A at 70 °C 24 V AC-15 conforming to VDE 0660 3 A at 70 °C 250 V AC-15 conforming to IEC 60947-5-1/1991 3 A at 70 °C 250 V AC-15 conforming to VDE 0660 0.1 A at 70 °C 250 V DC-13 conforming to IEC 60947-5-1/1991 0.1 A at 70 °C 250 V DC-13 conforming to VDE 0660 0.3 A at 70 °C 115 V DC-13 conforming to IEC 60947-5-1/1991 0.3 A at 70 °C 115 V DC-13 conforming to VDE 0660 2 A at 70 °C 24 V DC-13 conforming to IEC 60947-5-1/1991 2 A at 70 °C 24 V DC-13 conforming to VDE 0660 3 A at 70 °C 115 V AC-15 conforming to IEC 60947-5-1/1991 3 A at 70 °C 115 V AC-15 conforming to VDE 0660 3 A at 70 °C 24 V AC-15 conforming to IEC 60947-5-1/1991 3 A at 70 °C 24 V AC-15 conforming to VDE 0660 3 A at 70 °C 250 V AC-15 conforming to IEC 60947-5-1/1991 3 A at 70 °C 250 V AC-15 conforming to VDE 0660 0.1 A at 70 °C 250 V DC-13 conforming to IEC 60947-5-1/1991 0.1 A at 70 °C 250 V DC-13 conforming to VDE 0660 0.3 A at 70 °C 115 V DC-13 conforming to IEC 60947-5-1/1991 0.3 A at 70 °C 115 V DC-13 conforming to VDE 0660 2 A at 70 °C 24 V DC-13 conforming to IEC 60947-5-1/1991 2 A at 70 °C 24 V DC-13 conforming to VDE 0660 3 A at 70 °C 115 V AC-15 conforming to IEC 60947-5-1/1991 3 A at 70 °C 115 V AC-15 conforming to VDE 0660 3 A at 70 °C 24 V AC-15 conforming to IEC 60947-5-1/1991 3 A at 70 °C 24 V AC-15 conforming to VDE 0660 3 A at 70 °C 250 V AC-15 conforming to IEC 60947-5-1/1991 3 A at 70 °C 250 V AC-15 conforming to VDE 0660 0.1 A at 70 °C 250 V DC-13 conforming to IEC 60947-5-1/1991 0.1 A at 70 °C 250 V DC-13 conforming to VDE 0660 0.3 A at 70 °C 115 V DC-13 conforming to IEC 60947-5-1/1991 0.3 A at 70 °C 115 V DC-13 conforming to VDE 0660 2 A at 70 °C 24 V DC-13 conforming to IEC 60947-5-1/1991 2 A at 70 °C 24 V DC-13 conforming to VDE 0660 3 A at 70 °C 115 V AC-15 conforming to IEC 60947-5-1/1991 3 A at 70 °C 115 V AC-15 conforming to VDE 0660 3 A at 70 °C 24 V AC-15 conforming to IEC 60947-5-1/1991 3 A at 70 °C 24 V AC-15 conforming to VDE 0660 3 A at 70 °C 250 V AC-15 conforming to IEC 60947-5-1/1991 3 A at 70 °C 250 V AC-15 conforming to VDE 0660 0.1 A at 70 °C 250 V DC-13 conforming to IEC 60947-5-1/1991 0.1 A at 70 °C 250 V DC-13 conforming to VDE 0660 0.3 A at 70 °C 115 V DC-13 conforming to IEC 60947-5-1/1991 0.3 A at 70 °C 115 V DC-13 conforming to VDE 0660 2 A at 70 °C 24 V DC-13 conforming to IEC 60947-5-1/1991 2 A at 70 °C 24 V DC-13 conforming to VDE 0660 3 A at 70 °C 115 V AC-15 conforming to IEC 60947-5-1/1991 3 A at 70 °C 115 V AC-15 conforming to VDE 0660 3 A at 70 °C 24 V AC-15 conformi
| [In] rated current | 5 A AC 5 A AC 5 A AC 5 A AC 5 A AC 5 A AC 5 A AC 5 A AC 5 A AC 5 A AC
| [Ith] conventional free air thermal current | 8 A 8 A 8 A 8 A 8 A 8 A 8 A 8 A 8 A 8 A 8 A 8 A 8 A 8 A 8 A 8 A 8 A 8 A 8 A 8 A 8 A 8 A 8 A 8 A 8 A 8 A 8 A 8 A 8 A 8 A 8 A 8 A 8 A 8 A 8 A 8 A 8 A 8 A 8 A 8 A 8 A 8 A 8 A 8 A 8 A 8 A 8 A 8 A 8 A 8 A 8 A 8 A 8 A 8 A 8 A 8 A 8 A 8 A 5 A 5 A 8 A 8 A 8 A 8 A 8 A 8 A 8 A
| [Uc] control circuit voltage | <= 3.6 V of temperature control circuit (T1-T2 terminals open) <= 3.6 V of temperature control circuit (T1-T2 terminals open)
| [Ue] rated operational voltage | 90...253 V AC 90...253 V AC 90...253 V AC 35...60 V DC 35...60 V DC 35...60 V DC 35...60 V DC 10...30 V DC 10...30 V DC 10...30 V DC 10...30 V DC 10...30 V DC 10...30 V DC 90...264 V AC 90...264 V AC >= 60 V >= 160 V 19.2...36 V AC 50/60 Hz 16.8...36 V DC 38.4...72 V AC 50/60 Hz 33.6...72 V DC 96...180 V AC 50/60 Hz 77...165 V DC 8.4...18 V DC 184...345 V AC 50/60 Hz 192...360 V AC 50/60 Hz 176...330 V AC 50/60 Hz 42...90 V DC 4.2...9 V DC 19.2...36 V AC 50/60 Hz 16.8...36 V DC 38.4...72 V AC 50/60 Hz 33.6...72 V DC 96...180 V AC 50/60 Hz 77...165 V DC 8.4...18 V DC 184...345 V AC 50/60 Hz 192...360 V AC 50/60 Hz 176...330 V AC 50/60 Hz 42...90 V DC 4.2...9 V DC 19.2...36 V AC 50/60 Hz 16.8...36 V DC 38.4...72 V AC 50/60 Hz 33.6...72 V DC 96...180 V AC 50/60 Hz 77...165 V DC 8.4...18 V DC 42...90 V DC 184...345 V AC 50/60 Hz 4.2...9 V DC 192...360 V AC 50/60 Hz 176...330 V AC 50/60 Hz 19.2...26.4 V AC 50 Hz 20.4...26.4 V AC 60 Hz 19.2...26.4 V DC 38.4...57.6 V AC 50 Hz 40.8...57.6 V AC 60 Hz 38.4...52.8 V DC 102...144 V AC 60 Hz 96...144 V AC 50 Hz 88...121 V DC 9.6...13.2 V DC 184...276 V AC 50 Hz 195.5...276 V AC 60 Hz 192...288 V AC 50 Hz 204...288 V AC 60 Hz 176...264 V AC 50 Hz 187...264 V AC 60 Hz 48...66 V DC 4.8...6.6 V DC 19.2...26.4 V AC 50 Hz 20.4...26.4 V AC 60 Hz 19.2...26.4 V DC 38.4...57.6 V AC 50 Hz 40.8...57.6 V AC 60 Hz 38.4...52.8 V DC 102...144 V AC 60 Hz 96...144 V AC 50 Hz 88...121 V DC 9.6...13.2 V DC 184...276 V AC 50 Hz 195.5...276 V AC 60 Hz 192...288 V AC 50 Hz 204...288 V AC 60 Hz 176...264 V AC 50 Hz 187...264 V AC 60 Hz 48...66 V DC 4.8...6.6 V DC 19.2...26.4 V AC 50 Hz 20.4...26.4 V AC 60 Hz 19.2...26.4 V DC 38.4...57.6 V AC 50 Hz 40.8...57.6 V AC 60 Hz 38.4...52.8 V DC 102...144 V AC 60 Hz 96...144 V AC 50 Hz 88...121 V DC 9.6...13.2 V DC 48...66 V DC 184...276 V AC 50 Hz 195.5...276 V AC 60 Hz 4.8...6.6 V DC 192...288 V AC 50 Hz 204...288 V AC 60 Hz 176...264 V AC 50 Hz 187...264 V AC 60 Hz
| [Ui] rated insulation voltage | 400 V conforming to IEC 60664-1 400 V conforming to IEC 60664-1 400 V conforming to IEC 60664-1 400 V conforming to IEC 60664-1 400 V conforming to IEC 60664-1 400 V conforming to IEC 60664-1 400 V conforming to IEC 60664-1 250 V conforming to IEC 60664-1 400 V conforming to IEC 60664-1 250 V conforming to IEC 60664-1 400 V conforming to IEC 60664-1 250 V conforming to IEC 60664-1 250 V conforming to IEC 60664-1 400 V conforming to IEC 60664-1 400 V conforming to IEC 60664-1 250 V conforming to IEC 60664-1 400 V conforming to IEC 60664-1 250 V conforming to IEC 60664-1 400 V conforming to IEC 60664-1 250 V conforming to IEC 60664-1 250 V conforming to IEC 60664-1 400 V conforming to IEC 60664-1 400 V conforming to IEC 60664-1 400 V conforming to IEC 60664-1 250 V conforming to IEC 60664-1 250 V conforming to IEC 60664-1 250 V conforming to IEC 60664-1 250 V conforming to IEC 60664-1 250 V conforming to IEC 60664-1 400 V conforming to IEC 60664-1 400 V conforming to IEC 60664-1 400 V conforming to IEC 60664-1 250 V conforming to IEC 60664-1 600 V conforming to IEC 60664-1 250 V conforming to IEC 60664-1 600 V conforming to IEC 60664-1 250 V conforming to IEC 60664-1 600 V conforming to IEC 60664-1 400 V conforming to IEC 60664-1 400 V conforming to IEC 60664-1 400 V 250 V conforming to IEC 255 Group C 250 V conforming to VDE 0010 250 V conforming to IEC 255 Group C 250 V conforming to VDE 0010 250 V conforming to IEC 255 Group C 250 V conforming to VDE 0010 250 V conforming to IEC 255 Group C 250 V conforming to VDE 0010 250 V conforming to IEC 255 Group C 250 V conforming to VDE 0010 250 V conforming to IEC 255 Group C 250 V conforming to VDE 0010 250 V conforming to IEC 255 Group C 250 V conforming to VDE 0010 250 V conforming to IEC 255 Group C 250 V conforming to VDE 0010 250 V conforming to IEC 255 Group C 250 V conforming to VDE 0010 250 V conforming to IEC 255 Group C 250 V conforming to VDE 0010 2000 V 2000 V 2000 V 2000 V 2000 V 2000 V 2000 V 2000 V 2000 V 2 kV 2 kV 2 kV 2 kV 2 kV 2 kV 2 kV 2 kV 2 kV 250 V conforming to IEC 60947-1 250 V conforming to IEC 60947-1 250 V conforming to IEC 60947-1 250 V conforming to IEC 60947-1 250 V conforming to IEC 60947-1 250 V conforming to IEC 60947-1 250 V conforming to IEC 60947-1 250 V conforming to IEC 60947-1 250 V conforming to IEC 60947-1 250 V conforming to IEC 60947-1 250 V conforming to IEC 60947-1 250 V conforming to IEC 60947-1 250 V conforming to IEC 60947-1 250 V conforming to IEC 60947-1 250 V conforming to IEC 60947-1 250 V conforming to IEC 60947-1 250 V conforming to IEC 60947-1 250 V conforming to IEC 60947-1 250 V conforming to IEC 60947-1 250 V conforming to IEC 60947-1 250 V conforming to IEC 60947-1 250 V conforming to IEC 60947-1 250 V conforming to IEC 60947-1 250 V conforming to IEC 60947-1 250 V conforming to IEC 60947-1 250 V conforming to IEC 60947-1 250 V conforming to IEC 60947-1 250 V conforming to IEC 60947-1 250 V conforming to IEC 60947-1 250 V conforming to IEC 60947-1 250 V conforming to IEC 60947-1 250 V conforming to IEC 60947-1 250 V conforming to IEC 60947-1 250 V conforming to IEC 60947-1 250 V conforming to IEC 60947-1 250 V conforming to IEC 60947-1 250 V conforming to IEC 60947-1 250 V conforming to IEC 60947-1 250 V conforming to IEC 60947-1 250 V conforming to IEC 60947-1 250 V conforming to IEC 60947-1 250 V conforming to IEC 60947-1 250 V conforming to IEC 60947-1 250 V conforming to IEC 60947-1 250 V conforming to IEC 60947-1 250 V conforming to IEC 60947-1 250 V conforming to IEC 60947-1 250 V conforming to IEC 60947-1 250 V conforming to IEC 60947-1 250 V conforming to IEC 60947-1 250 V conforming to IEC 60947-1 250 V conforming to IEC 60947-1 250 V conforming to IEC 60947-1 250 V conforming to IEC 60947-1 250 V conforming to IEC 60947-1 250 V conforming to IEC 60947-1 250 V conforming to IEC 60947-1 250 V conforming to IEC 60947-1 250 V conforming to IEC 60947-1 250 V conforming to IEC 60947-1 250 V conforming to IEC 60947-1 250 V conforming to IEC 60947-1 250 V conforming to IEC 60947-1 250 V conforming to IEC 60947-1 250 V conforming to IEC 60947-1 250 V conforming to IEC 60947-1 250 V conforming to IEC 60947-1 250 V conforming to IEC 60947-1 250 V conforming to IEC 60947-1 250 V conforming to IEC 60947-1 250 V conforming to IEC 60947-1 250 V conforming to IEC 60947-1 250 V conforming to IEC 60947-1 250 V conforming to IEC 60947-1 250 V conforming to IEC 60947-1 250 V conforming to IEC 60947-1 250 V conforming to IEC 60947-1 250 V conforming to IEC 60947-1 250 V conforming to IEC 60947-1 250 V conforming to IEC 60947-1 250 V conforming to IEC 60947-1 250 V conforming to IEC 60947-1 250 V conforming to IEC 60947-1 250 V conforming to IEC 60947-1 250 V conforming to IEC 60947-1 250 V conforming to IEC 60947-1 250 V conforming to IEC 60947-1 250 V conforming to IEC 60947-1 250 V conforming to IEC 60947-1 250 V conforming to IEC 60947-1 250 V conforming to IEC 60947-1 250 V conforming to IEC 60947-1 250 V conforming to IEC 60947-1 250 V conforming to IEC 60947-1 250 V conforming to IEC 60947-1 250 V conforming to IEC 60947-1 250 V conforming to IEC 60947-1 250 V conforming to IEC 60947-1 250 V conforming to IEC 60947-1 250 V conforming to IEC 60947-1 250 V conforming to IEC 60947-1 250 V conforming to IEC 60947-1 250 V conforming to IEC 60947-1 250 V conforming to IEC 60947-1 250 V conforming to IEC 60947-1 250 V conforming to IEC 60947-1 250 V conforming to IEC 60947-1 250 V conforming to IEC 60947-1 250 V conforming to IEC 60947-1 250 V conforming to IEC 60947-1 250 V conforming to IEC 60947-1 250 V conforming to IEC 60947-1 250 V conforming to IEC 60947-1 250 V conforming to IEC 60947-1 250 V conforming to IEC 60947-1 250 V conforming to IEC 60947-1 250 V conforming to IEC 60947-1 250 V conforming to IEC 60947-1 250 V conforming to IEC 60947-1 250 V conforming to IEC 60947-1 250 V conforming to IEC 60947-1 250 V conforming to IEC 60947-1 250 V conforming to IEC 60947-1 250 V conforming to IEC 60947-1 250 V conforming to IEC 60947-1 250 V conforming to IEC 60947-1 250 V conforming to IEC 60947-1 250 V conforming to IEC 60947-1 250 V conforming to IEC 60947-1 250 V conforming to IEC 60947-1 250 V conforming to IEC 60947-1 250 V conforming to IEC 60947-1 250 V conforming to IEC 60947-1 250 V conforming to IEC 60947-1 250 V conforming to IEC 60947-1 250 V conforming to IEC 60947-1 250 V conforming to IEC 60947-1 250 V conforming to IEC 60947-1 250 V conforming to IEC 60947-1 250 V conforming to IEC 60947-1 250 V conforming to IEC 60947-1 250 V conforming to IEC 60947-1 250 V conforming to IEC 60947-1 250 V conforming to IEC 60947-1 250 V conforming to IEC 60947-1 250 V conforming to IEC 60947-1 250 V conforming to IEC 60947-1 250 V conforming to IEC 60947-1 250 V conforming to IEC 60947-1 250 V conforming to IEC 60947-1 250 V conforming to IEC 60947-1 250 V conforming to IEC 60947-1 250 V conforming to IEC 60947-1 250 V conforming to IEC 60947-1 250 V conforming to IEC 60947-1 250 V conforming to IEC 60947-1 250 V conforming to IEC 60947-1 250 V conforming to IEC 60947-1 250 V conforming to IEC 60947-1 250 V conforming to IEC 60947-1 250 V conforming to IEC 60947-1 250 V conforming to IEC 60947-1 250 V conforming to IEC 60947-1 250 V conforming to IEC 60947-1 250 V conforming to IEC 60947-1 250 V conforming to IEC 60947-1 250 V conforming to IEC 60947-1 250 V conforming to IEC 60947-1 250 V conforming to IEC 60947-1 250 V conforming to IEC 60947-1 250 V conforming to IEC 60947-1 250 V conforming to IEC 60947-1 250 V conforming to IEC 60947-1 250 V conforming to IEC 60947-1 250 V conforming to IEC 60947-1 250 V conforming to IEC 60947-1 250 V conforming to IEC 60947-1 250 V conforming to IEC 60947-1 250 V conforming to IEC 60947-1 250 V conforming to IEC 60947-1 250 V conforming to IEC 60947-1 250 V conforming to IEC 60947-1 250 V conforming to IEC 60947-1 250 V conforming to IEC 60947-1 250 V conforming to IEC 60947-1 250 V conforming to IEC 60947-1 250 V conforming to IEC 60947-1 250 V conforming to IEC 60947-1 250 V conforming to IEC 60947-1 250 V conforming to IEC 60947-1 250 V conforming to IEC 60947-1 250 V conforming to IEC 60947-1 250 V conforming to IEC 60947-1 250 V conforming to IEC 60947-1 250 V conforming to IEC 60947-1 250 V conforming to IEC 60947-1 250 V conforming to IEC 60947-1 250 V conforming to IEC 60947-1 250 V conforming to IEC 60947-1 250 V conforming to IEC 60947-1 250 V conforming to IEC 60947-1 250 V conforming to IEC 60947-1 250 V conforming to IEC 60947-1 250 V conforming to IEC 60947-1 250 V conforming to IEC 60947-1 250 V conforming to IEC 60947-1 250 V conforming to IEC 60947-1 250 V conforming to IEC 60947-1 250 V conforming to IEC 60947-1 250 V conforming to IEC 60947-1 250 V conforming to IEC 60947-1 250 V conforming to IEC 60947-1 250 V conforming to IEC 60947-1 250 V conforming to IEC 60947-1 250 V conforming to IEC 60947-1 250 V conforming to IEC 60947-1 250 V conforming to IEC 60947-1 250 V conforming to IEC 60947-1 250 V conforming to IEC 60947-1 250 V conforming to IEC 60947-1 250 V conforming to IEC 60947-1 250 V conforming to IEC 60947-1 250 V conforming to IEC 60947-1 250 V conforming to IEC 60947-1 250 V conforming to IEC 60947-1 250 V conforming to IEC 60947-1 250 V conforming to IEC 60947-1 250 V conforming to IEC 60947-1 250 V conforming to IEC 60947-1 250 V conforming to IEC 60947-1 250 V conforming to IEC 60947-1 250 V conforming to IEC 60947-1 250 V conforming to IEC 60947-1 250 V conforming to IEC 60947-1 250 V conforming to IEC 60947-1 250 V conforming to IEC 60947-1 250 V conforming to IEC 60947-1 250 V conforming to IEC 60947-1 250 V conforming to IEC 60947-1 250 V conforming to IEC 60947-1 250 V conforming to IEC 60947-1 250 V conforming to IEC 60947-1 250 V conforming to IEC 60947-1 250 V conforming to IEC 60947-1 250 V conforming to IEC 60947-1 250 V conforming to IEC 60947-1 250 V conforming to IEC 60947-1 250 V conforming to IEC 60947-1 250 V conforming to IEC 60947-1 250 V conforming to IEC 60947-1 250 V conforming to IEC 60947-1 250 V conforming to IEC 60947-1 250 V conforming to IEC 60947-1 250 V conforming to IEC 60947-1 250 V conforming to IEC 60947-1 250 V conforming to IEC 60947-1 250 V conforming to IEC 60947-1 250 V conforming to IEC 60947-1 250 V conforming to IEC 60947-1 250 V conforming to IEC 60947-1 250 V conforming to IEC 60947-1 250 V conforming to IEC 60947-1 250 V conforming to IEC 60947-1 250 V conforming to IEC 60947-1 250 V conforming to IEC 60947-1 250 V conforming to IEC 60947-1 250 V conforming to IEC 60947-1 250 V conforming to IEC 60947-1 250 V conforming to IEC 60947-1 250 V conforming to IEC 60947-1 250 V conforming to IEC 60947-1 250 V conforming to IEC 60947-1 250 V conforming to IEC 60947-1 250 V conforming to IEC 60947-1 250 V conforming to IEC 60947-1 250 V conforming to IEC 60947-1 250 V conforming to IEC 60947-1 250 V conforming to IEC 60947-1 250 V conforming to IEC 60947-1 250 V conforming to IEC 60947-1 250 V conforming to IEC 60947-1 250 V conforming to IEC 60947-1 250 V conforming to IEC 60947-1 250 V conforming to IEC 60947-1 250 V conforming to IEC 60947-1 250 V conforming to IEC 60947-1 250 V conforming to IEC 60947-1 250 V conforming to IEC 60947-1 250 V conforming to IEC 60947-1 250 V conforming to IEC 60947-1 250 V 250 V 250 V 250 V 250 V 250 V 250 V 250 V 250 V 250 V 250 V 250 V 250 V 250 V 250 V 250 V 250 V 250 V 250 V 250 V 250 V 250 V 250 V 250 V 250 V 250 V 250 V 250 V 250 V 250 V 250 V 250 V 250 V 250 V 250 V 250 V 250 V 250 V 500 V conforming to IEC 500 V conforming to IEC 500 V conforming to IEC 500 V conforming to IEC 500 V conforming to IEC 500 V conforming to IEC 500 V conforming to IEC 500 V conforming to IEC 500 V conforming to IEC 500 V conforming to IEC 500 V conforming to IEC 500 V conforming to IEC 500 V conforming to IEC 500 V conforming to IEC 500 V conforming to IEC 500 V conforming to IEC 500 V conforming to IEC 500 V conforming to IEC 500 V conforming to IEC 500 V conforming to IEC 500 V conforming to IEC 500 V conforming to IEC 500 V conforming to IEC 500 V conforming to IEC 500 V conforming to IEC 500 V conforming to IEC 500 V conforming to IEC 500 V conforming to IEC 500 V conforming to IEC 500 V conforming to IEC 500 V conforming to IEC 500 V conforming to IEC 500 V conforming to IEC 500 V conforming to IEC 500 V conforming to IEC 500 V conforming to IEC 500 V conforming to IEC 500 V conforming to IEC 500 V conforming to IEC 500 V conforming to IEC 500 V conforming to IEC 500 V conforming to IEC 500 V conforming to IEC 500 V conforming to IEC 500 V conforming to IEC 500 V conforming to IEC 500 V conforming to IEC 500 V conforming to IEC 500 V conforming to IEC 500 V conforming to IEC 500 V conforming to IEC 500 V conforming to IEC 500 V conforming to IEC 500 V conforming to IEC 500 V conforming to IEC 250 V between contact circuit and control inputs IEC certified 250 V between contact circuit and power supply IEC certified 300 V between contact circuit and control inputs CSA certified 300 V between contact circuit and power supply CSA certified 250 V between contact circuit and control inputs IEC certified 250 V between contact circuit and power supply IEC certified 300 V between contact circuit and control inputs CSA certified 300 V between contact circuit and power supply CSA certified 250 V between contact circuit and control inputs IEC certified 250 V between contact circuit and power supply IEC certified 300 V between contact circuit and control inputs CSA certified 300 V between contact circuit and power supply CSA certified 250 V between contact circuit and control inputs IEC certified 250 V between contact circuit and power supply IEC certified 300 V between contact circuit and control inputs CSA certified 300 V between contact circuit and power supply CSA certified 250 V between contact circuit and control inputs IEC certified 250 V between contact circuit and power supply IEC certified 300 V between contact circuit and control inputs CSA certified 300 V between contact circuit and power supply CSA certified 250 V between contact circuit and control inputs IEC certified 250 V between contact circuit and power supply IEC certified 300 V between contact circuit and control inputs CSA certified 300 V between contact circuit and power supply CSA certified 250 V between contact circuit and control inputs IEC certified 250 V between contact circuit and power supply IEC certified 300 V between contact circuit and control inputs CSA certified 300 V between contact circuit and power supply CSA certified 250 V between contact circuit and control inputs IEC certified 250 V between contact circuit and power supply IEC certified 300 V between contact circuit and control inputs CSA certified 300 V between contact circuit and power supply CSA certified 250 V conforming to IEC 300 V conforming to CSA 250 V conforming to IEC 300 V conforming to CSA 250 V conforming to IEC 300 V conforming to CSA 250 V conforming to EN/IEC 277 V conforming to cUL 250 V conforming to EN/IEC 277 V conforming to cUL 250 V conforming to EN/IEC 277 V conforming to cUL 250 V conforming to EN/IEC 277 V conforming to cUL 250 V conforming to EN/IEC 277 V conforming to cUL 250 V conforming to EN/IEC 277 V conforming to cUL 250 V conforming to EN/IEC 277 V conforming to cUL 250 V conforming to EN/IEC 277 V conforming to cUL 400 V conforming to EN/IEC 60947 400 V conforming to EN/IEC 60947 400 V conforming to EN/IEC 60947 400 V conforming to EN/IEC 60947 400 V conforming to EN/IEC 60947 400 V conforming to EN/IEC 60947 400 V conforming to EN/IEC 60947 400 V conforming to EN/IEC 60947 400 V conforming to EN/IEC 60947 400 V conforming to EN/IEC 60947 400 V conforming to EN/IEC 60947 400 V conforming to EN/IEC 60947 400 V conforming to EN/IEC 60947 400 V conforming to EN/IEC 60947 400 V conforming to EN/IEC 60947 400 V conforming to EN/IEC 60947 400 V conforming to EN/IEC 60947 400 V conforming to EN/IEC 60947 400 V conforming to EN/IEC 60947 400 V conforming to EN/IEC 60947 400 V conforming to EN/IEC 60947 400 V conforming to EN/IEC 60947 400 V conforming to EN/IEC 60947 400 V conforming to EN/IEC 60947 400 V conforming to EN/IEC 60947 400 V conforming to EN/IEC 60947 400 V conforming to EN/IEC 60947 400 V conforming to EN/IEC 60947 400 V conforming to EN/IEC 60947 400 V conforming to EN/IEC 60947 400 V conforming to EN/IEC 60947 400 V conforming to EN/IEC 60947 400 V conforming to EN/IEC 60947 400 V conforming to EN/IEC 60947 400 V conforming to EN/IEC 60947 400 V conforming to EN/IEC 60947 250 V conforming to EN/IEC 277 V conforming to cUL 250 V conforming to EN/IEC 277 V conforming to cUL 250 V conforming to EN/IEC 277 V conforming to cUL 250 V conforming to EN/IEC 277 V conforming to cUL 250 V conforming to EN/IEC 277 V conforming to cUL 250 V conforming to EN/IEC 277 V conforming to cUL 250 V conforming to EN/IEC 277 V conforming to cUL 250 V conforming to EN/IEC 277 V conforming to cUL 250 V conforming to EN/IEC 277 V conforming to cUL 250 V conforming to EN/IEC 277 V conforming to cUL 400 V conforming to EN/IEC 60947 400 V conforming to EN/IEC 60947 400 V conforming to EN/IEC 60947 400 V conforming to EN/IEC 60947 400 V conforming to EN/IEC 60947 400 V conforming to EN/IEC 60947 400 V conforming to EN/IEC 60947 400 V conforming to EN/IEC 60947 400 V conforming to EN/IEC 60947 400 V conforming to EN/IEC 60947 400 V conforming to EN/IEC 60947 400 V conforming to EN/IEC 60947 400 V conforming to EN/IEC 60947 400 V conforming to EN/IEC 60947 400 V conforming to EN/IEC 60947 400 V conforming to EN/IEC 60947 400 V conforming to EN/IEC 60947 400 V conforming to EN/IEC 60947 400 V conforming to EN/IEC 60947 400 V conforming to EN/IEC 60947 400 V conforming to EN/IEC 60947 400 V conforming to EN/IEC 60947 400 V conforming to EN/IEC 60947 400 V conforming to EN/IEC 60947 400 V conforming to EN/IEC 60947 400 V conforming to EN/IEC 60947 400 V conforming to EN/IEC 60947 400 V conforming to EN/IEC 60947 400 V conforming to EN/IEC 60947 400 V conforming to EN/IEC 60947 400 V conforming to EN/IEC 60947 400 V conforming to EN/IEC 60947 400 V conforming to EN/IEC 60947 400 V conforming to EN/IEC 60947 400 V conforming to EN/IEC 60947 400 V conforming to EN/IEC 60947
| [Uimp] rated impulse withstand voltage | 4 kV during 1.2/50 µs 5 kV during 1.2/50 µs 5 kV during 1.2/50 µs 5 kV during 1.2/50 µs 5 kV during 1.2/50 µs 5 kV during 1.2/50 µs 5 kV during 1.2/50 µs 5 kV during 1.2/50 µs 5 kV during 1.2/50 µs 5 kV during 1.2/50 µs 5 kV during 1.2/50 µs 5 kV during 1.2/50 µs 5 kV during 1.2/50 µs 5 kV during 1.2/50 µs 5 kV during 1.2/50 µs 5 kV during 1.2/50 µs 5 kV during 1.2/50 µs 5 kV during 1.2/50 µs 4 kV IEC 60947-1 4 kV IEC 60947-1 IEC 60947-1 4 kV IEC 60947-1 4 kV 4 kV IEC 60947-1 4 kV IEC 60947-1 4 kV IEC 60947-1 4 kV IEC 60947-1 IEC 60947-1 4 kV 4 kV IEC 60947-1 4 kV IEC 60947-1 IEC 60947-1 4 kV 4 kV IEC 60947-1 4 kV IEC 60947-1 IEC 60947-1 4 kV 4 kV IEC 60947-1 4 kV IEC 60947-1 4 kV IEC 60947-1 IEC 60947-1 4 kV 4 kV IEC 60947-1 4 kV IEC 60947-1 IEC 60947-1 4 kV IEC 60947-1 4 kV IEC 60947-1 4 kV 1 kV 1 kV 1 kV 1 kV 1 kV 1 kV 1 kV 1 kV 0.8 kV 4 kV 4 kV 0.8 kV 4 kV 4 kV 0.8 kV 0.8 kV 0.8 kV 0.8 kV 0.8 kV 0.8 kV 0.8 kV 0.8 kV IEC 60947-1 4 kV 4 kV IEC 60947-1 IEC 60947-1 4 kV IEC 60947-1 4 kV 4 kV IEC 60947-1 4 kV IEC 60947-1 IEC 60947-1 4 kV IEC 60947-1 4 kV 4 kV IEC 60947-1 4 kV IEC 60947-1 4 kV IEC 60947-1 4 kV IEC 60947-1 IEC 60947-1 4 kV 4 kV IEC 60947-1 4 kV IEC 60947-1 IEC 60947-1 4 kV 4 kV IEC 60947-1 4 kV IEC 60947-1 IEC 60947-1 4 kV 4 kV IEC 60947-1 4 kV IEC 60947-1 4 kV IEC 60947-1 IEC 60947-1 4 kV 4 kV IEC 60947-1 4 kV IEC 60947-1 IEC 60947-1 4 kV IEC 60947-1 4 kV IEC 60947-1 4 kV IEC 60947-1 4 kV 4 kV IEC 60947-1 4 kV IEC 60947-1 IEC 60947-1 4 kV IEC 60947-1 4 kV IEC 60947-1 4 kV IEC 60947-1 4 kV IEC 60947-1 4 kV IEC 60947-1 4 kV IEC 60947-1 4 kV IEC 60947-1 4 kV IEC 60947-1 4 kV IEC 60947-1 4 kV IEC 60947-1 4 kV IEC 60947-1 4 kV 4 kV IEC 60947-1 IEC 60947-1 4 kV 4 kV IEC 60947-1 IEC 60947-1 4 kV IEC 60947-1 4 kV 4 kV IEC 60947-1 IEC 60947-1 4 kV IEC 60947-1 4 kV 4 kV IEC 60947-1 IEC 60947-1 4 kV IEC 60947-1 4 kV IEC 60947-1 4 kV IEC 60947-1 4 kV IEC 60947-1 4 kV IEC 60947-1 4 kV IEC 60947-1 4 kV IEC 60947-1 4 kV IEC 60947-1 4 kV IEC 60947-1 4 kV 4 kV IEC 60947-1 IEC 60947-1 4 kV IEC 60947-1 4 kV 4 kV IEC 60947-1 4 kV IEC 60947-1 4 kV IEC 60947-1 IEC 60947-1 4 kV 4 kV IEC 60947-1 IEC 60947-1 4 kV 4 kV IEC 60947-1 IEC 60947-1 4 kV 4 kV IEC 60947-1 4 kV IEC 60947-1 4 kV IEC 60947-1 4 kV IEC 60947-1 4 kV IEC 60947-1 IEC 60947-1 4 kV IEC 60947-1 4 kV 4 kV IEC 60947-1 4 kV IEC 60947-1 4 kV IEC 60947-1 4 kV IEC 60947-1 4 kV IEC 60947-1 4 kV IEC 60947-1 IEC 60947-1 4 kV 4 kV IEC 60947-1 4 kV IEC 60947-1 4 kV IEC 60947-1 IEC 60947-1 4 kV 4 kV IEC 60947-1 4 kV IEC 60947-1 4 kV IEC 60947-1 IEC 60947-1 4 kV IEC 60947-1 4 kV IEC 60947-1 4 kV IEC 60947-1 4 kV 4 kV IEC 60947-1 IEC 60947-1 4 kV 4 kV IEC 60947-1 IEC 60947-1 4 kV IEC 60947-1 4 kV 4 kV IEC 60947-1 IEC 60947-1 4 kV IEC 60947-1 4 kV IEC 60947-1 4 kV IEC 60947-1 4 kV IEC 60947-1 4 kV IEC 60947-1 4 kV IEC 60947-1 4 kV IEC 60947-1 4 kV 4 kV IEC 60947-1 IEC 60947-1 4 kV 4 kV IEC 60947-1 4 kV IEC 60947-1 4 kV IEC 60947-1 4 kV IEC 60947-1 IEC 60947-1 4 kV IEC 60947-1 4 kV 4 kV IEC 60947-1 4 kV IEC 60947-1 IEC 60947-1 4 kV 4 kV IEC 60947-1 4 kV IEC 60947-1 IEC 60947-1 4 kV 4 kV IEC 60947-1 IEC 60947-1 4 kV IEC 60947-1 4 kV IEC 60947-1 4 kV IEC 60947-1 4 kV IEC 60947-1 4 kV IEC 60947-1 4 kV IEC 60947-1 4 kV 4 kV IEC 60947-1 4 kV IEC 60947-1 IEC 60947-1 4 kV 4 kV IEC 60947-1 IEC 60947-1 4 kV 4 kV IEC 60947-1 IEC 60947-1 4 kV 4 kV IEC 60947-1 IEC 60947-1 4 kV 4 kV IEC 60947-1 IEC 60947-1 4 kV IEC 60947-1 4 kV 4 kV IEC 60947-1 IEC 60947-1 4 kV IEC 60947-1 4 kV IEC 60947-1 4 kV 4 kV IEC 60947-1 4 kV IEC 60947-1 IEC 60947-1 4 kV 4 kV IEC 60947-1 IEC 60947-1 4 kV 4 kV IEC 60947-1 IEC 60947-1 4 kV IEC 60947-1 4 kV 4 kV IEC 60947-1 4 kV IEC 60947-1 4 kV IEC 60947-1 IEC 60947-1 4 kV 4 kV IEC 60947-1 4 kV IEC 60947-1 4 kV IEC 60947-1 4 kV IEC 60947-1 4 kV IEC 60947-1 4 kV IEC 60947-1 IEC 60947-1 4 kV IEC 60947-1 4 kV 4 kV IEC 60947-1 IEC 60947-1 4 kV IEC 60947-1 4 kV IEC 60947-1 4 kV 4 kV IEC 60947-1 4 kV IEC 60947-1 4 kV IEC 60947-1 4 kV IEC 60947-1 IEC 60947-1 4 kV IEC 60947-1 4 kV 4 kV IEC 60947-1 4 kV IEC 60947-1 4 kV IEC 60947-1 4 kV IEC 60947-1 4 kV IEC 60947-1 IEC 60947-1 4 kV 4 kV IEC 60947-1 IEC 60947-1 4 kV 4 kV IEC 60947-1 IEC 60947-1 4 kV IEC 60947-1 4 kV IEC 60947-1 4 kV 4 kV IEC 60947-1 4 kV IEC 60947-1 IEC 60947-1 4 kV 4 kV IEC 60947-1 IEC 60947-1 4 kV IEC 60947-1 4 kV IEC 60947-1 4 kV 4 kV IEC 60947-1 IEC 60947-1 4 kV IEC 60947-1 4 kV IEC 60947-1 4 kV 4 kV IEC 60947-1 IEC 60947-1 4 kV 4 kV IEC 60947-1 IEC 60947-1 4 kV 4 kV IEC 60947-1 4 kV IEC 60947-1 4 kV IEC 60947-1 4 kV IEC 60947-1 4 kV IEC 60947-1 4 kV IEC 60947-1 4 kV IEC 60947-1 4 kV IEC 60947-1 4 kV IEC 60947-1 4 kV IEC 60947-1 4 kV IEC 60947-1 4 kV IEC 60947-1 4 kV IEC 60947-1 4 kV IEC 60947-1 4 kV IEC 60947-1 4 kV IEC 60947-1 4 kV IEC 60947-1 4 kV IEC 60947-1 4 kV IEC 60947-1 4 kV IEC 60947-1 4 kV IEC 60947-1 4 kV IEC 60947-1 IEC 60947-1 4 kV IEC 60947-1 4 kV 4 kV IEC 60947-1 IEC 60947-1 4 kV 4 kV IEC 60947-1 IEC 60947-1 4 kV 4 kV IEC 60947-1 IEC 60947-1 4 kV 4 kV IEC 60947-1 IEC 60947-1 4 kV 4 kV IEC 60947-1 IEC 60947-1 4 kV 4 kV IEC 60947-1 IEC 60947-1 4 kV 4 kV IEC 60947-1 4 kV IEC 60947-1 4 kV IEC 60947-1 IEC 60947-1 4 kV 4 kV IEC 60947-1 4 kV IEC 60947-1 IEC 60947-1 4 kV 4 kV IEC 60947-1 IEC 60947-1 4 kV 4 kV IEC 60947-1 IEC 60947-1 4 kV 4 kV IEC 60947-1 IEC 60947-1 4 kV 4 kV IEC 60947-1 IEC 60947-1 4 kV 4 kV IEC 60947-1 IEC 60947-1 4 kV 4 kV IEC 60947-1 IEC 60947-1 4 kV 4 kV IEC 60947-1 IEC 60947-1 4 kV IEC 60947-1 4 kV IEC 60947-1 4 kV 6 kV IEC IEC 6 kV 6 kV IEC 6 kV IEC IEC 6 kV 6 kV IEC IEC 6 kV IEC 6 kV 3.6 kV IEC 61000-4-5 3.6 kV IEC 61000-4-5 IEC 61000-4-5 3.6 kV IEC 61000-4-5 3.6 kV IEC 61000-4-5 3.6 kV IEC 61000-4-5 3.6 kV IEC 61000-4-5 3.6 kV IEC 61000-4-5 3.6 kV IEC 61000-4-5 3.6 kV IEC 61000-4-5 3.6 kV IEC 61000-4-5 3.6 kV IEC 61000-4-5 3.6 kV IEC 61000-4-5 3.6 kV IEC 61000-4-5 3.6 kV IEC 61000-4-5 3.6 kV IEC 61000-4-5 3.6 kV IEC 61000-4-5 3.6 kV IEC 61000-4-5 3.6 kV IEC 61000-4-5 3.6 kV IEC 61000-4-5 3.6 kV 3.6 kV IEC 61000-4-5 IEC 61000-4-5 3.6 kV IEC 61000-4-5 3.6 kV IEC 61000-4-5 3.6 kV 3.6 kV IEC 61000-4-5 IEC 61000-4-5 3.6 kV 3.6 kV IEC 61000-4-5 3.6 kV IEC 61000-4-5 3.6 kV IEC 61000-4-5 3.6 kV IEC 61000-4-5 3.6 kV IEC 61000-4-5 3.6 kV IEC 61000-4-5 IEC 61000-4-5 3.6 kV 3.6 kV IEC 61000-4-5 IEC 61000-4-5 3.6 kV IEC 61000-4-5 3.6 kV IEC 6 kV 6 kV IEC IEC 6 kV 6 kV IEC IEC 6 kV 6 kV IEC 6 kV IEC IEC 6 kV 6 kV IEC 6 kV IEC 3.6 kV IEC 61000-4-5 IEC 61000-4-5 3.6 kV 3.6 kV IEC 61000-4-5 IEC 61000-4-5 3.6 kV IEC 61000-4-5 3.6 kV IEC 61000-4-5 3.6 kV IEC 61000-4-5 3.6 kV IEC 61000-4-5 3.6 kV IEC 61000-4-5 3.6 kV IEC 61000-4-5 3.6 kV IEC 61000-4-5 3.6 kV IEC 61000-4-5 3.6 kV IEC 61000-4-5 3.6 kV IEC 61000-4-5 3.6 kV IEC 61000-4-5 3.6 kV 3.6 kV IEC 61000-4-5 IEC 61000-4-5 3.6 kV IEC 61000-4-5 3.6 kV IEC 61000-4-5 3.6 kV IEC 61000-4-5 3.6 kV IEC 61000-4-5 3.6 kV IEC 61000-4-5 3.6 kV 3.6 kV IEC 61000-4-5 3.6 kV IEC 61000-4-5 3.6 kV IEC 61000-4-5 3.6 kV IEC 61000-4-5 IEC 61000-4-5 3.6 kV 3.6 kV IEC 61000-4-5 3.6 kV IEC 61000-4-5 3.6 kV IEC 61000-4-5 3.6 kV IEC 61000-4-5 3.6 kV IEC 61000-4-5 3.6 kV IEC 61000-4-5 IEC 61000-4-5 3.6 kV 3.6 kV IEC 61000-4-5 IEC 61000-4-5 3.6 kV
| [Un] rated nominal voltage | 208...480 V AC 3 phases 230 V AC single phase 208...480 V AC 3 phases 230 V AC 1 phase 24...240 V AC/DC 50/60 Hz +/- 10 % 24...240 V AC/DC 50/60 Hz +/- 10 % 24 V AC 50/60 Hz +/- 5 % 110...130 V AC 50/60 Hz +/- 5 % 220...240 V AC 50/60 Hz +/- 5 % 24...240 V DC 24...240 V AC 50/60 Hz +/- 5 % 380...415 V AC 50/60 Hz +/- 5 % 24 V AC 50/60 Hz +/- 5 % 110...130 V AC 50/60 Hz +/- 5 % 220...240 V AC 50/60 Hz +/- 5 % 380...415 V AC 50/60 Hz +/- 5 %
| [Us] rated supply voltage | 24...240 V AC/DC 50/60 Hz +/- 10 % 12 V DC +/- 10 % 110...240 V AC/DC 50/60 Hz +/- 10 % 220 V AC 50 Hz +/- 10 % 24...48 V AC/DC 50/60 Hz +/- 10 % 208...480 V AC 50/60 Hz +/- 10 % 110...240 V AC/DC 50/60 Hz +/- 10 % 24...48 V AC/DC 50/60 Hz +/- 10 % 24...240 V AC/DC 24...240 V AC/DC 24...240 V AC/DC 24...240 V AC/DC 24...240 V AC/DC 24...240 V AC/DC 120...277 V AC 120...277 V AC 24...240 V AC/DC 50/60 Hz +/- 10 % 24...240 V AC/DC 50/60 Hz +/- 10 % 24...240 V AC/DC 50/60 Hz +/- 10 % 24...240 V AC/DC 50/60 Hz +/- 10 % 24...240 V AC/DC 50/60 Hz +/- 10 % 220...480 V AC 50/60 Hz +/- 10 % 120...277 V AC 50/60 Hz +/- 10 % 24...240 V AC/DC 50/60 Hz +/- 10 % 24...240 V AC/DC 50/60 Hz +/- 10 % 24...240 V AC/DC 50/60 Hz 380...415 V AC 50/60 Hz 24...240 V AC/DC 50/60 Hz 380...415 V AC 50/60 Hz 200...240 V AC 380...480 V AC 208...480 V AC 200...240 V AC 380...480 V AC 200...240 V AC 380...480 V AC 24...240 V AC/DC 50/60 Hz 24...240 V AC/DC 50/60 Hz 24...240 V AC/DC 50/60 Hz 24...240 V AC/DC 50/60 Hz 24...240 V AC/DC 50/60 Hz 24...240 V AC/DC 50/60 Hz 110...240 V AC 50/60 Hz 24...240 V AC/DC 50/60 Hz +/- 10 % 380...415 V AC 50/60 Hz +/- 10 % 208...480 V AC line to line 120...277 V AC line to neutral 24...240 V AC/DC 50/60 Hz 24...240 V AC 50/60 Hz 24...240 V AC 50/60 Hz 24...240 V AC 50/60 Hz 24...240 V AC 50/60 Hz 24...240 V AC 50/60 Hz 24 V DC 24...240 V AC 50/60 Hz 24 V DC 24...240 V AC 50/60 Hz 24 V DC 24...240 V AC 50/60 Hz 24 V DC 12 V AC/DC 50/60 Hz 24...240 V AC 50/60 Hz 24 V DC 24...240 V AC 50/60 Hz 24 V DC 12 V AC/DC 50/60 Hz 24...240 V AC 50/60 Hz 24 V DC 12...240 V AC/DC 50/60 Hz 12...240 V AC/DC 50/60 Hz 24...240 V AC 50/60 Hz 24 V DC 24...240 V AC 24 V DC 380...440 V AC 230...240 V AC 24...240 V AC 24 V DC 12 V AC/DC 12...240 V AC/DC 24...240 V AC 24 V DC 24...240 V AC 24 V DC 24...240 V AC/DC 50/60 Hz 24...240 V AC/DC 50/60 Hz 24...240 V AC/DC 50/60 Hz 24...240 V AC/DC 50/60 Hz 24...240 V AC/DC 50/60 Hz 24...240 V AC/DC 50/60 Hz 24...240 V AC/DC 50/60 Hz 24...240 V AC/DC 50/60 Hz 24...240 V AC/DC 50/60 Hz 24...240 V AC/DC 50/60 Hz 24...240 V AC/DC 50/60 Hz 24...240 V AC/DC 50/60 Hz 24 V DC 24...240 V AC 50/60 Hz 24...240 V AC/DC 50/60 Hz 24...240 V AC/DC 50/60 Hz 24...240 V AC/DC 50/60 Hz 24...240 V AC/DC 50/60 Hz 24...240 V AC/DC 50/60 Hz 24...240 V AC/DC 50/60 Hz 24...240 V AC/DC 50/60 Hz 24...240 V AC/DC 50/60 Hz 24...240 V AC/DC 50/60 Hz 380...415 V AC 50/60 Hz 24...240 V AC/DC 50/60 Hz 24...240 V AC/DC 50/60 Hz 24...240 V AC/DC 12 V DC 24 V DC 24 V AC 50/60 Hz 120 V AC 50/60 Hz 230 V AC 50/60 Hz 12 V DC 24 V DC 24 V AC 50/60 Hz 120 V AC 50/60 Hz 230 V AC 50/60 Hz 24 V DC non isolated +/- 20 % 24 V DC non isolated +/- 20 % 24 V DC non isolated +/- 20 % 24 V DC non isolated +/- 20 % 24 V DC non isolated +/- 20 % 24 V DC non isolated +/- 20 % 24 V DC non isolated +/- 20 % 24 V DC non isolated +/- 20 % 24 V DC non isolated +/- 20 % 24 V DC +/- 20 %, non isolated 24 V DC +/- 20 %, non isolated 24 V DC +/- 20 %, non isolated 24 V DC +/- 20 %, non isolated 24 V DC +/- 20 %, non isolated 24 V DC +/- 20 %, non isolated 24 V DC +/- 20 %, isolated 24 V DC +/- 20 %, isolated 24 V DC +/- 20 %, isolated 100...230 V AC 100...230 V AC 100...230 V AC 48 V DC 48 V DC 48 V DC 48 V DC 12...24 V DC 12...24 V DC 12...24 V DC 12...24 V DC 12...24 V DC 12...24 V DC 100...230 V AC 100...230 V AC 12...24 V DC 12...24 V DC 12...24 V DC 12...24 V DC 12...24 V DC 12...24 V DC 12...24 V DC 12...24 V DC External: 19.2...30 V AS-Interface line: 24...31.6 V External: 19.2...30 V AS-Interface line: 24...31.6 V 24 V AC 50/60 Hz +/- 5 % 110...130 V AC 50/60 Hz +/- 5 % 220...240 V AC 50/60 Hz +/- 5 % 110...130 V AC 50/60 Hz +/- 5 % 220...240 V AC 50/60 Hz +/- 5 % 24...240 V AC 50/60 Hz +/- 5 % 24...240 V DC 380...415 V AC 50/60 Hz +/- 5 % 110...130 V AC 50/60 Hz +/- 5 % 220...240 V AC 50/60 Hz +/- 5 % 24...240 V AC 50/60 Hz +/- 5 % 24...240 V DC 380...415 V AC 50/60 Hz +/- 5 % 24 V AC 50/60 Hz +/- 5 % 110...130 V AC 50/60 Hz +/- 5 % 220...240 V AC 50/60 Hz +/- 5 % 24 V AC 50/60 Hz +/- 5 % 110...130 V AC 50/60 Hz +/- 5 % 220...240 V AC 50/60 Hz +/- 5 % 24 V AC 50/60 Hz +/- 5 % 110...130 V AC 50/60 Hz +/- 5 % 220...240 V AC 50/60 Hz +/- 5 % 110...130 V AC 50/60 Hz +/- 5 % 220...240 V AC 50/60 Hz +/- 5 % 24...240 V AC 50/60 Hz +/- 5 % 24...240 V DC 380...415 V AC 50/60 Hz +/- 5 % 110...130 V AC 50/60 Hz +/- 5 % 220...240 V AC 50/60 Hz +/- 5 % 24...240 V AC 50/60 Hz +/- 5 % 24...240 V DC 380...415 V AC 50/60 Hz +/- 5 % 110...130 V AC 50/60 Hz +/- 5 % 220...240 V AC 50/60 Hz +/- 5 % 24...240 V AC 50/60 Hz +/- 5 % 24...240 V DC 380...415 V AC 50/60 Hz +/- 5 % 80...220 V AC/DC 160...300 V AC 110...240 V AC 50/60 Hz 24 V AC/DC 50/60 Hz 110...240 V AC 50/60 Hz 24 V AC/DC 50/60 Hz 42...48 V AC/DC 50/60 Hz 24...240 V AC/DC 50/60 Hz 24...240 V AC/DC 50/60 Hz 24...240 V AC/DC 50/60 Hz 110...240 V AC 50/60 Hz 24 V AC/DC 50/60 Hz 42...48 V AC/DC 50/60 Hz 110...240 V AC 50/60 Hz 24 V AC/DC 50/60 Hz 42...48 V AC/DC 50/60 Hz 110...240 V AC 50/60 Hz 24 V AC/DC 50/60 Hz 42...48 V AC/DC 50/60 Hz 110...240 V AC 50/60 Hz 24 V AC/DC 50/60 Hz 110...240 V AC 50/60 Hz 24 V AC/DC 50/60 Hz 110...240 V AC 50/60 Hz 24 V AC/DC 50/60 Hz
| abnormal analogue output current | -30…0 mA when no input or input wire broken 22…30 mA when no input or input wire broken -30…0 mA when no input or input wire broken 22…30 mA when no input or input wire broken -30…0 mA when no input or input wire broken 22…30 mA when no input or input wire broken -30…0 mA when no input or input wire broken 22…30 mA when no input or input wire broken -30…0 mA when no input or input wire broken 22…30 mA when no input or input wire broken -30…0 mA when no input or input wire broken 22…30 mA when no input or input wire broken -30…0 mA when no input or input wire broken 22…30 mA when no input or input wire broken -30…0 mA when no input or input wire broken 22…30 mA when no input or input wire broken -30…0 mA when no input or input wire broken 22…30 mA when no input or input wire broken -30…0 mA when no input or input wire broken -30…0 mA when no input or input wire broken -30…0 mA when no input or input wire broken -30…0 mA when no input or input wire broken -30…0 mA when no input or input wire broken 4…30 mA no input or input wire broken 22…30 mA, output selected 0...20 mA no input or input wire broken voltage 22…30 mA, output selected 4...20 mA no input or input wire broken voltage -30…0 mA, output selected 0...20 mA no input or input wire broken current 4…30 mA, output selected 4...20 mA no input or input wire broken current -30…0 mA, output selected 0...20 mA no input or input wire broken 4…30 mA, output selected 4...20 mA no input or input wire broken -30…0 mA, output selected 0...20 mA no input or input wire broken 4…30 mA, output selected 4...20 mA no input or input wire broken
| abnormal analogue output voltage | -15...-11 V when no input or input wire broken 11...15 V when no input or input wire broken -15...-11 V when no input or input wire broken 11...15 V when no input or input wire broken -15...-11 V when no input or input wire broken 11...15 V when no input or input wire broken -15...-11 V when no input or input wire broken 11...15 V when no input or input wire broken -15...-11 V when no input or input wire broken 11...15 V when no input or input wire broken -15...-11 V when no input or input wire broken 11...15 V when no input or input wire broken -15...-11 V when no input or input wire broken 11...15 V when no input or input wire broken -15...-11 V when no input or input wire broken 11...15 V when no input or input wire broken -15...-11 V when no input or input wire broken 11...15 V when no input or input wire broken -15...-11 V when no input or input wire broken 11...15 V when no input or input wire broken -15...-11 V when no input or input wire broken 11...15 V when no input or input wire broken -15...-11 V when no input or input wire broken 11...15 V when no input or input wire broken -15...-11 V when no input or input wire broken 11...15 V when no input or input wire broken -15...-11 V when no input or input wire broken 11...15 V when no input or input wire broken -15...0 V no input or input wire broken 11...15 V, output selected - 10...10 V no input or input wire broken voltage 11...15 V, output selected 0...10 V no input or input wire broken voltage -15...0 V, output selected 0...20 mA no input or input wire broken current -15...0 V, output selected 4...20 mA no input or input wire broken current -15...0 V no input or input wire broken -15...0 V no input or input wire broken
| actuator sensor interface profile [AS-i] | S.7.F S.7.F
| adjustment of asymmetry threshold | 5...15 % of Un selected 5...15 % of Un selected 5...15 % of Un selected 5...15 % of Un selected 5...15 % of Un selected 5...15 % of Un selected 5...15 % of Un selected 5...15 % 5...15 % 5...15 % 5...15 %
| alarm threshold | 166...576 V adjustable overvoltage and undervoltage detection (line to line) 96...332 V adjustable overvoltage and undervoltage detection (line to neutral) 5...150 V adjustable asymmetry 45...66 Hz adjustable overfrequency or underfrequency
| assembly style | Ready assembled Ready assembled Ready assembled Ready assembled Ready assembled Ready assembled Ready assembled Ready assembled Ready assembled Ready assembled Ready assembled Ready assembled Ready assembled Ready assembled Ready assembled Customer assembly, up to 5 units Customer assembly, up to 5 units Customer assembly, up to 5 units Customer assembly, up to 5 units Customer assembly, up to 5 units Customer assembly, up to 5 units Customer assembly Customer assembly Customer assembly Customer assembly Customer assembly Customer assembly Customer assembly Customer assembly Customer assembly Customer assembly Customer assembly Customer assembly Customer assembly Customer assembly Customer assembly Customer assembly Customer assembly Customer assembly Customer assembly Customer assembly Customer assembly Customer assembly Customer assembly Customer assembly Customer assembly Customer assembly Customer assembly Customer assembly Customer assembly, up to 5 units Customer assembly, up to 5 units Customer assembly, up to 5 units Customer assembly, up to 5 units Customer assembly, up to 5 units Customer assembly, up to 5 units Customer assembly, up to 5 units Customer assembly, up to 5 units Customer assembly, up to 5 units Customer assembly, up to 5 units Customer assembly, up to 5 units Customer assembly, up to 5 units Customer assembly, up to 5 units Customer assembly, up to 5 units Customer assembly, up to 5 units Customer assembly, up to 5 units Customer assembly, up to 5 units Customer assembly, up to 5 units Customer assembly, up to 5 units Customer assembly, up to 5 units Customer assembly, up to 5 units Customer assembly, up to 5 units Customer assembly, up to 5 units Customer assembly, up to 5 units Customer assembly, up to 5 units Customer assembly, up to 5 units Customer assembly, up to 5 units Customer assembly, up to 5 units Customer assembly, up to 5 units Customer assembly, up to 5 units Customer assembly, up to 5 units Customer assembly, up to 5 units Customer assembly, up to 5 units Customer assembly, up to 5 units Customer assembly, up to 5 units Customer assembly, up to 5 units Customer assembly, up to 5 units
| associated fuse rating | 1 A 1 A 1 A 1 A 1 A 1 A 1 A 1 A
| average coil consumption | 2.5 W at 20 °C 2.5 W at 20 °C 2.5 W at 20 °C 2.5 W at 20 °C 2.5 W at 20 °C 2.5 W at 20 °C 2.5 W at 20 °C 2.5 W at 20 °C 2.5 W at 20 °C 2.5 W at 20 °C 2.5 W at 20 °C 2.5 W at 20 °C 2.5 W at 20 °C 2.5 W at 20 °C 2.5 W at 20 °C 2.5 W at 20 °C 2.5 W at 20 °C 2.5 W at 20 °C 2.5 W at 20 °C 2.5 W at 20 °C 2.5 W at 20 °C 2.5 W at 20 °C 2.5 W at 20 °C 2.5 W at 20 °C 2.5 W at 20 °C 2.5 W at 20 °C 2.5 W at 20 °C 2.5 W at 20 °C 2.5 W at 20 °C 2.5 W at 20 °C 0.17 W 0.21 W 0.17 W 0.21 W 0.17 W 0.21 W 0.17 W 0.21 W 0.75 VA AC 0.45 W DC 0.75 VA AC 0.45 W DC 0.75 VA AC 0.45 W DC 0.45 W DC 0.75 VA AC 0.75 VA AC 0.75 VA AC 0.45 W DC 0.45 W DC 0.75 VA AC 0.45 W DC 0.75 VA AC 0.45 W DC 0.75 VA AC 0.45 W DC 0.45 W DC 0.75 VA AC 0.75 VA AC 0.75 VA AC 0.45 W DC 0.45 W DC 0.75 VA AC 0.45 W DC 0.75 VA AC 0.45 W DC 0.75 VA AC 0.45 W DC 0.45 W DC 0.45 W DC 0.75 VA AC 0.45 W DC 0.75 VA AC 0.75 VA AC 0.17 W, DC 0.17 W, DC 0.17 W, DC 0.17 W, DC 0.17 W, DC 0.17 W, DC 0.17 W, DC 0.17 W, DC 0.17 W, DC 0.17 W, DC 0.75 VA AC 60 Hz 0.45 W DC 0.75 VA AC 60 Hz 0.45 W DC 0.75 VA AC 60 Hz 0.45 W DC 0.45 W DC 0.75 VA AC 60 Hz 0.75 VA AC 60 Hz 0.75 VA AC 60 Hz 0.45 W DC 0.45 W DC 0.75 VA AC 60 Hz 0.45 W DC 0.75 VA AC 60 Hz 0.45 W DC 0.75 VA AC 60 Hz 0.45 W DC 0.45 W DC 0.75 VA AC 60 Hz 0.75 VA AC 60 Hz 0.75 VA AC 60 Hz 0.45 W DC 0.45 W DC 0.75 VA AC 60 Hz 0.45 W DC 0.75 VA AC 60 Hz 0.45 W DC 0.75 VA AC 60 Hz 0.45 W DC 0.45 W DC 0.45 W DC 0.75 VA AC 60 Hz 0.45 W DC 0.75 VA AC 60 Hz 0.75 VA AC 60 Hz
| average coil consumption in VA | 2.9 at 20 °C 2.9 at 20 °C 2.9 at 20 °C 2.9 at 20 °C 2.9 at 20 °C 2.9 at 20 °C 3.5 at 20 °C 2.9 at 20 °C 2.9 at 20 °C 2.9 at 20 °C 3.5 at 20 °C 2.9 at 20 °C 2.9 at 20 °C 2.9 at 20 °C 2.9 at 20 °C 3.5 at 20 °C 3.5 at 20 °C 2.9 at 20 °C 2.9 at 20 °C 2.9 at 20 °C 2.9 at 20 °C 2.9 at 20 °C 2.9 at 20 °C 2.9 at 20 °C 3.5 at 20 °C 2.9 at 20 °C 2.9 at 20 °C 2.9 at 20 °C 2.9 at 20 °C 3.5 at 20 °C 2.9 at 20 °C 2.9 at 20 °C 2.9 at 20 °C 3.5 at 20 °C 3.5 at 20 °C 2.9 at 20 °C 2.9 at 20 °C 2.9 at 20 °C
| average coil resistance | 368 Ohm network: AC at 20 °C +/- 10 % 1440 Ohm network: AC at 20 °C +/- 10 % 1540 Ohm network: AC at 20 °C +/- 10 % 5520 Ohm network: AC at 20 °C +/- 10 % 8360 Ohm network: AC at 20 °C +/- 10 % 30250 Ohm network: AC at 20 °C +/- 10 % 360 Ohm network: DC at 20 °C +/- 10 % 33000 Ohm network: AC at 20 °C +/- 10 % 33000 Ohm network: AC at 20 °C +/- 10 % 33000 Ohm network: AC at 20 °C +/- 10 % 9000 Ohm network: AC at 20 °C +/- 10 % 90 Ohm network: AC at 20 °C +/- 10 % 368 Ohm network: AC at 20 °C +/- 10 % 1440 Ohm network: AC at 20 °C +/- 10 % 1540 Ohm network: AC at 20 °C +/- 10 % 5520 Ohm network: AC at 20 °C +/- 10 % 8360 Ohm network: AC at 20 °C +/- 10 % 30250 Ohm network: AC at 20 °C +/- 10 % 360 Ohm network: AC at 20 °C +/- 10 % 33000 Ohm network: AC at 20 °C +/- 10 % 33000 Ohm network: AC at 20 °C +/- 10 % 33000 Ohm network: AC at 20 °C +/- 10 % 9000 Ohm network: AC at 20 °C +/- 10 % 90 Ohm network: AC at 20 °C +/- 10 % 368 Ohm network: AC at 20 °C +/- 10 % 1440 Ohm network: DC at 20 °C +/- 10 % 1540 Ohm network: AC at 20 °C +/- 10 % 5520 Ohm network: AC at 20 °C +/- 10 % 8360 Ohm network: AC at 20 °C +/- 10 % 30250 Ohm network: AC at 20 °C +/- 10 % 360 Ohm network: AC at 20 °C +/- 10 % 9000 Ohm network: AC at 20 °C +/- 10 % 33000 Ohm network: AC at 20 °C +/- 10 % 90 Ohm network: AC at 20 °C +/- 10 % 33000 Ohm network: AC at 20 °C +/- 10 % 33000 Ohm network: AC at 20 °C +/- 10 % 400 Ohm network: AC at 20 °C +/- 15 % 1440 Ohm network: DC at 20 °C +/- 10 % 1550 Ohm network: AC at 20 °C +/- 15 % 5700 Ohm network: DC at 20 °C +/- 10 % 10200 Ohm network: AC at 20 °C +/- 15 % 25200 Ohm network: DC at 20 °C +/- 10 % 360 Ohm network: DC at 20 °C +/- 10 % 38500 Ohm network: AC at 20 °C +/- 15 % 42500 Ohm network: AC at 20 °C +/- 15 % 35500 Ohm network: AC at 20 °C +/- 15 % 7500 Ohm network: DC at 20 °C +/- 10 % 90 Ohm network: DC at 20 °C +/- 10 % 400 Ohm network: AC at 20 °C +/- 15 % 1440 Ohm network: DC at 20 °C +/- 10 % 1550 Ohm network: AC at 20 °C +/- 15 % 5700 Ohm network: DC at 20 °C +/- 10 % 10200 Ohm network: AC at 20 °C +/- 15 % 25200 Ohm network: DC at 20 °C +/- 10 % 360 Ohm network: DC at 20 °C +/- 10 % 38500 Ohm network: AC at 20 °C +/- 15 % 42500 Ohm network: AC at 20 °C +/- 15 % 35500 Ohm network: AC at 20 °C +/- 15 % 7500 Ohm network: DC at 20 °C +/- 10 % 90 Ohm network: DC at 20 °C +/- 10 % 400 Ohm network: AC at 20 °C +/- 15 % 1440 Ohm network: DC at 20 °C +/- 10 % 1550 Ohm network: AC at 20 °C +/- 15 % 5700 Ohm network: DC at 20 °C +/- 10 % 10200 Ohm network: AC at 20 °C +/- 15 % 25200 Ohm network: DC at 20 °C +/- 10 % 360 Ohm network: DC at 20 °C +/- 10 % 7500 Ohm network: DC at 20 °C +/- 10 % 38500 Ohm network: AC at 20 °C +/- 15 % 90 Ohm network: DC at 20 °C +/- 10 % 42500 Ohm network: AC at 20 °C +/- 15 % 35500 Ohm network: AC at 20 °C +/- 15 %
| average resistance | 30 mOhm at 20 °C 30 mOhm at 20 °C 30 mOhm at 20 °C 30 mOhm at 20 °C 30 mOhm at 20 °C 30 mOhm at 20 °C 30 mOhm at 20 °C 30 mOhm at 20 °C 30 mOhm at 20 °C 30 mOhm at 20 °C 30 mOhm at 20 °C 30 mOhm at 20 °C 30 mOhm at 20 °C 30 mOhm at 20 °C 30 mOhm at 20 °C 30 mOhm at 20 °C 30 mOhm at 20 °C 30 mOhm at 20 °C 30 mOhm at 20 °C 30 mOhm at 20 °C 30 mOhm at 20 °C 30 mOhm at 20 °C 30 mOhm at 20 °C 30 mOhm at 20 °C 30 mOhm at 20 °C 30 mOhm at 20 °C 30 mOhm at 20 °C 30 mOhm at 20 °C 30 mOhm at 20 °C 30 mOhm at 20 °C 30 mOhm at 20 °C 30 mOhm at 20 °C 30 mOhm at 20 °C 30 mOhm at 20 °C 30 mOhm at 20 °C 30 mOhm at 20 °C 30 mOhm at 20 °C 30 mOhm at 20 °C 3390 Ohm at 23 °C +/- 15 % 10600 Ohm at 23 °C +/- 15 % 848 Ohm at 23 °C +/- 10 % 16600 Ohm at 23 °C +/- 15 % 3390 Ohm at 23 °C +/- 15 % 10600 Ohm at 23 °C +/- 15 % 848 Ohm at 23 °C +/- 10 % 16600 Ohm at 23 °C +/- 15 % 848 Ohm network: DC at 23 °C +/- 10 % 3390 Ohm network: DC at 23 °C +/- 10 % 10600 Ohm network: DC at 23 °C +/- 10 % 20500 Ohm network: DC at 23 °C +/- 10 % 20500 Ohm network: DC at 23 °C +/- 10 % 848 Ohm network: DC at 23 °C +/- 10 % 3390 Ohm network: DC at 23 °C +/- 10 % 10600 Ohm network: DC at 23 °C +/- 10 % 20500 Ohm network: DC at 23 °C +/- 10 % 20500 Ohm network: DC at 23 °C +/- 10 %
| breaking capacity | 0.5 A AC/DC conforming to UL 0.7 A AC/DC at 20 °C 0.5 A AC/DC conforming to UL 0.7 A AC/DC at 20 °C 0.5 A AC/DC conforming to UL 0.7 A AC/DC at 20 °C 0.5 A AC conforming to UL 0.7 A AC at 20 °C 0.5 A AC conforming to UL 0.7 A AC at 20 °C 2000 VA 2000 VA 2000 VA 2000 VA 2000 VA 2000 VA 2000 VA 2000 VA 2000 VA 2000 VA 2000 VA 2000 VA 2000 VA 2000 VA 2000 VA 2000 VA 2000 VA 2000 VA 2000 VA 1250 VA 1250 VA 1250 VA 1250 VA
| bulb base | BA 15d BA 15d BA 15d BA 15d BA 15d BA 15d BA 15d BA 15d BA 15d BA 15d BA 15d BA 15d BA 15d BA 15d BA 15d BA 15d BA 15d BA 15d BA 15d BA 15d BA 15d BA 15d BA 15d BA 15d BA 15d BA 15d BA 15d BA 15d BA 15d BA 15d BA 15d BA 15d BA 15d BA 15d BA 15d BA 15d BA 15d BA 15d BA 15d BA 15d BA 15d BA 15d BA 15d BA 15d
| cable capacitance | 1 nF at HS (High Sensitivity) for probe cable 2.2 nF at St (Standard Sensitivity) for probe cable 4.7 nF at LS (Low Sensitivity) 10 nF for probe cable 1 nF at HS (High Sensitivity) for probe cable 2.2 nF at St (Standard Sensitivity) for probe cable 4.7 nF at LS (Low Sensitivity) for probe cable 1 nF at HS (High Sensitivity) for probe cable 2.2 nF at St (Standard Sensitivity) for probe cable 4.7 nF at LS (Low Sensitivity) for probe cable 1 nF at HS (High Sensitivity) for probe cable 2.2 nF at St (Standard Sensitivity) for probe cable 4.7 nF at LS (Low Sensitivity) for probe cable 1 nF at HS (High Sensitivity) for probe cable 2.2 nF at St (Standard Sensitivity) for probe cable 4.7 nF at LS (Low Sensitivity) for probe cable
| cable entry | 1 entry tapped for Pg 7 1 entry tapped for Pg 7 1 entry tapped for Pg 7 1 entry tapped for Pg 7 1 entry tapped for Pg 7 1 entry tapped for Pg 7 1 entry tapped for Pg 7 1 entry tapped for Pg 7 1 entry tapped for Pg 7 1 entry tapped for Pg 7 1 entry tapped for Pg 7 1 entry tapped for Pg 7 1 entry tapped for Pg 7 1 entry tapped for Pg 7 1 entry tapped for Pg 7 1 entry tapped for Pg 7 1 entry tapped for Pg 7 1 entry tapped for Pg 7 1 entry tapped for Pg 7 1 entry tapped for Pg 7 1 entry tapped for Pg 7 1 entry tapped for Pg 7 1 entry tapped for Pg 7 1 entry tapped for Pg 7 Bottom or side entry Bottom or side entry Side entry Side entry 1 entry tapped for Pg 7 1 entry tapped for Pg 7 1 entry tapped for Pg 7 1 entry tapped for Pg 7 1 entry tapped for Pg 7 1 entry tapped for Pg 7 1 entry tapped for Pg 7 1 entry tapped for Pg 7 1 entry tapped for Pg 7 1 entry tapped for Pg 7 1 entry tapped for Pg 7 1 entry tapped for Pg 7 1 entry tapped for Pg 7 1 entry tapped for Pg 7 1 entry tapped for Pg 7 1 entry tapped for Pg 7 1 entry tapped for Pg 7 1 entry tapped for Pg 7 1 entry tapped for Pg 7 1 entry tapped for Pg 7 1 entry tapped for Pg 7 1 entry tapped for Pg 7 1 entry tapped for Pg 7 1 entry tapped for Pg 7
| clamping connection capacity | 1 x 2.5 mm² 2 x 1.5 mm² 1 x 2.5 mm² 2 x 1.5 mm² 1 x 2.5 mm² 2 x 1.5 mm² 2 x 1.5 mm² 1 x 2.5 mm² 1 x 2.5 mm² 2 x 1.5 mm² 2 x 1.5 mm² 1 x 2.5 mm² 2 x 1.5 mm² 1 x 2.5 mm² 1 x 2.5 mm² 2 x 1.5 mm² 2 x 1.5 mm² 1 x 2.5 mm² 2 x 1.5 mm² 1 x 2.5 mm² 2 x 1.5 mm² 1 x 2.5 mm² 2 x 1.5 mm² 1 x 2.5 mm² 1 x 2.5 mm² 2 x 1.5 mm² 2 x 1.5 mm² 1 x 2.5 mm² 1 x 2.5 mm² 2 x 1.5 mm² 2 x 1.5 mm² 1 x 2.5 mm² 1 x 2.5 mm² 2 x 1.5 mm² 2 x 1.5 mm² 1 x 2.5 mm² <= 1 x 1.5 mm² <= 1 x 1.5 mm² <= 1 x 1.5 mm² <= 1 x 1.5 mm² <= 1 x 1.5 mm² <= 1 x 1.5 mm² <= 1 x 1.5 mm² <= 1 x 1.5 mm² <= 1 x 1.5 mm² <= 1 x 1.5 mm² <= 1 x 1.5 mm² <= 1 x 1.5 mm² <= 1 x 1.5 mm² <= 1 x 1.5 mm² <= 1 x 1.5 mm² <= 1 x 1.5 mm² <= 1 x 1.5 mm² <= 1 x 1.5 mm² <= 1 x 1.5 mm²
| clamping force | 10…40 N 10…40 N 10…40 N 10…40 N 10…40 N
| cold junction compensation | Built-in, measurement: between 0 and 60 °C Built-in, measurement: between 0 and 60 °C Built-in, measurement: between 0 and 60 °C Built-in, measurement: between 0 and 60 °C Built-in, measurement: between 0 and 60 °C
| colour | Dark grey White Dark grey Dark grey White Dark grey Dark grey White White White White Black White Black White Black White Black White
| compatibility code | RM17 RM17 RM17 RM17 RM17 RM17 RM17 RM3 RM3 RM3 RM3 RM3 RE17 RE17 RE17 RE17 RE17 RE17 RE17 RE17 RE17 RE17 RE17 RE17 RE17 RE17 RE17 RE17 RE17 RM4 RM4 RM4 RM4 RM4 RM4 RM4 RM4 RM4 RM4 RM4 RM4 RM4 RM4 RM4 RM4 RM4 RM4 RM4 RM4 RM4
| connections - terminals | Screw terminals, 1 x 0.5...1 x 4 mm² (AWG 20...AWG 11) solid without cable end Screw terminals, 2 x 0.5...2 x 2.5 mm² (AWG 20...AWG 14) solid without cable end Screw terminals, 1 x 0.2...1 x 2.5 mm² (AWG 24...AWG 12) flexible with cable end Screw terminals, 2 x 0.2...2 x 1.5 mm² (AWG 24...AWG 16) flexible with cable end Screw terminals, 1 x 0.5...1 x 4 mm² (AWG 20...AWG 11) solid without cable end Screw terminals, 2 x 0.5...2 x 2.5 mm² (AWG 20...AWG 14) solid without cable end Screw terminals, 1 x 0.2...1 x 2.5 mm² (AWG 24...AWG 12) flexible with cable end Screw terminals, 2 x 0.2...2 x 1.5 mm² (AWG 24...AWG 16) flexible with cable end Screw terminals, 1 x 0.5...1 x 4 mm² (AWG 20...AWG 11) solid without cable end Screw terminals, 2 x 0.5...2 x 2.5 mm² (AWG 20...AWG 14) solid without cable end Screw terminals, 1 x 0.2...1 x 2.5 mm² (AWG 24...AWG 12) flexible with cable end Screw terminals, 2 x 0.2...2 x 1.5 mm² (AWG 24...AWG 16) flexible with cable end Screw terminals, 1 x 0.5...1 x 4 mm² (AWG 20...AWG 11) solid without cable end Screw terminals, 2 x 0.5...2 x 2.5 mm² (AWG 20...AWG 14) solid without cable end Screw terminals, 1 x 0.2...1 x 2.5 mm² (AWG 24...AWG 12) flexible with cable end Screw terminals, 2 x 0.2...2 x 1.5 mm² (AWG 24...AWG 16) flexible with cable end Screw terminals, 1 x 0.5...1 x 4 mm² (AWG 20...AWG 11) solid without cable end Screw terminals, 2 x 0.5...2 x 2.5 mm² (AWG 20...AWG 14) solid without cable end Screw terminals, 1 x 0.2...1 x 2.5 mm² (AWG 24...AWG 12) flexible with cable end Screw terminals, 2 x 0.2...2 x 1.5 mm² (AWG 24...AWG 16) flexible with cable end Screw terminals, 1 x 0.5...1 x 4 mm² (AWG 20...AWG 11) solid without cable end Screw terminals, 2 x 0.5...2 x 2.5 mm² (AWG 20...AWG 14) solid without cable end Screw terminals, 1 x 0.2...1 x 2.5 mm² (AWG 24...AWG 12) flexible with cable end Screw terminals, 2 x 0.2...2 x 1.5 mm² (AWG 24...AWG 16) flexible with cable end Screw terminals, 1 x 0.5...1 x 4 mm² (AWG 20...AWG 11) solid without cable end Screw terminals, 2 x 0.5...2 x 2.5 mm² (AWG 20...AWG 14) solid without cable end Screw terminals, 1 x 0.2...1 x 2.5 mm² (AWG 24...AWG 12) flexible with cable end Screw terminals, 2 x 0.2...2 x 1.5 mm² (AWG 24...AWG 16) flexible with cable end Screw terminals, 1 x 0.5...1 x 4 mm² (AWG 20...AWG 11) solid without cable end Screw terminals, 2 x 0.5...2 x 2.5 mm² (AWG 20...AWG 14) solid without cable end Screw terminals, 1 x 0.2...2 x 2.5 mm² (AWG 24...AWG 12) flexible with cable end Screw terminals, 2 x 0.2...2 x 1.5 mm² (AWG 24...AWG 16) flexible with cable end Screw terminals, 1 x 0.5...1 x 4 mm² (AWG 20...AWG 11) solid without cable end Screw terminals, 2 x 0.5...2 x 2.5 mm² (AWG 20...AWG 14) solid without cable end Screw terminals, 1 x 0.2...2 x 2.5 mm² (AWG 24...AWG 12) flexible with cable end Screw terminals, 2 x 0.2...2 x 1.5 mm² (AWG 24...AWG 16) flexible with cable end Screw terminals, 1 x 0.5...1 x 4 mm² (AWG 20...AWG 11) solid without cable end Screw terminals, 2 x 0.5...2 x 2.5 mm² (AWG 20...AWG 14) solid without cable end Screw terminals, 1 x 0.2...2 x 2.5 mm² (AWG 24...AWG 12) flexible with cable end Screw terminals, 2 x 0.2...2 x 1.5 mm² (AWG 24...AWG 16) flexible with cable end Screw terminals, 1 x 0.5...1 x 4 mm² (AWG 20...AWG 11) solid without cable end Screw terminals, 2 x 0.5...2 x 2.5 mm² (AWG 20...AWG 14) solid without cable end Screw terminals, 1 x 0.2...2 x 2.5 mm² (AWG 24...AWG 12) flexible with cable end Screw terminals, 2 x 0.2...2 x 1.5 mm² (AWG 24...AWG 16) flexible with cable end Screw terminals, 1 x 0.5...1 x 4 mm² (AWG 20...AWG 11) solid without cable end Screw terminals, 2 x 0.5...2 x 2.5 mm² (AWG 20...AWG 14) solid without cable end Screw terminals, 1 x 0.2...2 x 2.5 mm² (AWG 24...AWG 12) flexible with cable end Screw terminals, 2 x 0.2...2 x 1.5 mm² (AWG 24...AWG 16) flexible with cable end Screw terminals, 1 x 0.5...1 x 4 mm² (AWG 20...AWG 11) solid without cable end Screw terminals, 2 x 0.5...2 x 2.5 mm² (AWG 20...AWG 14) solid without cable end Screw terminals, 1 x 0.2...2 x 2.5 mm² (AWG 24...AWG 12) flexible with cable end Screw terminals, 2 x 0.2...2 x 1.5 mm² (AWG 24...AWG 16) flexible with cable end Screw terminals, 1 x 0.5...1 x 4 mm² (AWG 20...AWG 11) solid without cable end Screw terminals, 2 x 0.5...2 x 2.5 mm² (AWG 20...AWG 14) solid without cable end Screw terminals, 1 x 0.2...2 x 2.5 mm² (AWG 24...AWG 12) flexible with cable end Screw terminals, 2 x 0.2...2 x 1.5 mm² (AWG 24...AWG 16) flexible with cable end Screw terminals, 1 x 0.5...1 x 4 mm² (AWG 20...AWG 11) solid without cable end Screw terminals, 2 x 0.5...2 x 2.5 mm² (AWG 20...AWG 14) solid without cable end Screw terminals, 1 x 0.2...1 x 2.5 mm² (AWG 24...AWG 12) flexible with cable end Screw terminals, 2 x 0.2...2 x 1.5 mm² (AWG 24...AWG 16) flexible with cable end Screw terminals, 1 x 0.5...1 x 4 mm² (AWG 20...AWG 11) solid without cable end Screw terminals, 2 x 0.5...2 x 2.5 mm² (AWG 20...AWG 14) solid without cable end Screw terminals, 1 x 0.2...1 x 2.5 mm² (AWG 24...AWG 12) flexible with cable end Screw terminals, 2 x 0.2...2 x 1.5 mm² (AWG 24...AWG 16) flexible with cable end Screw terminals, 1 x 0.5...1 x 4 mm² (AWG 20...AWG 11) solid without cable end Screw terminals, 2 x 0.5...2 x 2.5 mm² (AWG 20...AWG 14) solid without cable end Screw terminals, 1 x 0.2...1 x 2.5 mm² (AWG 24...AWG 12) flexible with cable end Screw terminals, 2 x 0.2...2 x 1.5 mm² (AWG 24...AWG 16) flexible with cable end Screw terminals, 1 x 0.5...1 x 4 mm² (AWG 20...AWG 11) solid without cable end Screw terminals, 2 x 0.5...2 x 2.5 mm² (AWG 20...AWG 14) solid without cable end Screw terminals, 1 x 0.2...1 x 2.5 mm² (AWG 24...AWG 12) flexible with cable end Screw terminals, 2 x 0.2...2 x 1.5 mm² (AWG 24...AWG 16) flexible with cable end Screw terminals, 1 x 0.5...1 x 4 mm² (AWG 20...AWG 11) solid without cable end Screw terminals, 2 x 0.5...2 x 2.5 mm² (AWG 20...AWG 14) solid without cable end Screw terminals, 1 x 0.2...1 x 2.5 mm² (AWG 24...AWG 12) flexible with cable end Screw terminals, 2 x 0.2...2 x 1.5 mm² (AWG 24...AWG 16) flexible with cable end Screw terminals, 1 x 0.5...1 x 4 mm² (AWG 20...AWG 11) solid without cable end Screw terminals, 2 x 0.5...2 x 2.5 mm² (AWG 20...AWG 14) solid without cable end Screw terminals, 1 x 0.2...1 x 2.5 mm² (AWG 24...AWG 12) flexible with cable end Screw terminals, 2 x 0.2...2 x 1.5 mm² (AWG 24...AWG 16) flexible with cable end Screw terminals, 1 x 0.5...1 x 4 mm² (AWG 20...AWG 11) solid without cable end Screw terminals, 2 x 0.5...2 x 2.5 mm² (AWG 20...AWG 14) solid without cable end Screw terminals, 1 x 0.2...1 x 2.5 mm² (AWG 24...AWG 12) flexible with cable end Screw terminals, 2 x 0.2...2 x 1.5 mm² (AWG 24...AWG 16) flexible with cable end Screw terminals, 1 x 0.5...1 x 4 mm² (AWG 20...AWG 11) solid without cable end Screw terminals, 2 x 0.5...2 x 2.5 mm² (AWG 20...AWG 14) solid without cable end Screw terminals, 2 x 0.2...2 x 1.5 mm² (AWG 24...AWG 16) flexible with cable end Screw terminals, 1 x 0.2...1 x 2.5 mm² (AWG 24...AWG 12) flexible with cable end Screw terminals, 1 x 0.5...1 x 4 mm² (AWG 20...AWG 11) solid without cable end Screw terminals, 2 x 0.5...2 x 2.5 mm² (AWG 20...AWG 14) solid without cable end Screw terminals, 2 x 0.2...2 x 1.5 mm² (AWG 24...AWG 16) flexible with cable end Screw terminals, 1 x 0.2...1 x 2.5 mm² (AWG 24...AWG 12) flexible with cable end Screw terminals, 1 x 0.5...1 x 4 mm² (AWG 20...AWG 11) solid without cable end Screw terminals, 2 x 0.5...2 x 2.5 mm² (AWG 20...AWG 14) solid without cable end Screw terminals, 1 x 0.2...1 x 2.5 mm² (AWG 24...AWG 12) flexible with cable end Screw terminals, 2 x 0.2...2 x 1.5 mm² (AWG 24...AWG 16) flexible with cable end Screw terminals, 1 x 0.5...1 x 4 mm² (AWG 20...AWG 11) solid without cable end Screw terminals, 2 x 0.5...2 x 2.5 mm² (AWG 20...AWG 14) solid without cable end Screw terminals, 1 x 0.2...1 x 2.5 mm² (AWG 24...AWG 12) flexible with cable end Screw terminals, 2 x 0.2...2 x 1.5 mm² (AWG 24...AWG 16) flexible with cable end Screw terminals, 1 x 0.5...1 x 4 mm² (AWG 20...AWG 11) solid without cable end Screw terminals, 2 x 0.5...2 x 2.5 mm² (AWG 20...AWG 14) solid without cable end Screw terminals, 1 x 0.2...1 x 2.5 mm² (AWG 24...AWG 12) flexible with cable end Screw terminals, 2 x 0.2...2 x 1.5 mm² (AWG 24...AWG 16) flexible with cable end Screw terminals, 1 x 0.5...1 x 4 mm² (AWG 20...AWG 11) solid without cable end Screw terminals, 2 x 0.5...2 x 2.5 mm² (AWG 20...AWG 14) solid without cable end Screw terminals, 1 x 0.2...1 x 2.5 mm² (AWG 24...AWG 12) flexible with cable end Screw terminals, 2 x 0.2...2 x 1.5 mm² (AWG 24...AWG 16) flexible with cable end Screw terminals, 1 x 0.5...1 x 4 mm² (AWG 20...AWG 11) solid without cable end Screw terminals, 2 x 0.5...2 x 2.5 mm² (AWG 20...AWG 14) solid without cable end Screw terminals, 1 x 0.2...2 x 2.5 mm² (AWG 24...AWG 12) flexible with cable end Screw terminals, 2 x 0.2...2 x 1.5 mm² (AWG 24...AWG 16) flexible with cable end Screw terminals, 1 x 0.5...1 x 4 mm² (AWG 20...AWG 11) solid without cable end Screw terminals, 2 x 0.5...2 x 2.5 mm² (AWG 20...AWG 14) solid without cable end Screw terminals, 1 x 0.2...2 x 2.5 mm² (AWG 24...AWG 12) flexible with cable end Screw terminals, 2 x 0.2...2 x 1.5 mm² (AWG 24...AWG 16) flexible with cable end Screw terminals, 1 x 0.5...1 x 4 mm² (AWG 20...AWG 11) solid without cable end Screw terminals, 2 x 0.5...2 x 2.5 mm² (AWG 20...AWG 14) solid without cable end Screw terminals, 1 x 0.2...2 x 2.5 mm² (AWG 24...AWG 12) flexible with cable end Screw terminals, 2 x 0.2...2 x 1.5 mm² (AWG 24...AWG 16) flexible with cable end Screw terminals, 1 x 0.5...1 x 4 mm² (AWG 20...AWG 11) solid without cable end Screw terminals, 2 x 0.5...2 x 2.5 mm² (AWG 20...AWG 14) solid without cable end Screw terminals, 1 x 0.2...2 x 2.5 mm² (AWG 24...AWG 12) flexible with cable end Screw terminals, 2 x 0.2...2 x 1.5 mm² (AWG 24...AWG 16) flexible with cable end Screw terminals, 1 x 0.5...1 x 4 mm² (AWG 20...AWG 11) solid without cable end Screw terminals, 2 x 0.5...2 x 2.5 mm² (AWG 20...AWG 14) solid without cable end Screw terminals, 1 x 0.2...2 x 2.5 mm² (AWG 24...AWG 12) flexible with cable end Screw terminals, 2 x 0.2...2 x 1.5 mm² (AWG 24...AWG 16) flexible with cable end Screw terminals, 2 x 0.5...2 x 2.5 mm² (AWG 20...AWG 14) solid without cable end Screw terminals, 2 x 0.2...2 x 1.5 mm² (AWG 24...AWG 16) flexible with cable end Screw terminals, 1 x 0.5...1 x 3.3 mm² (AWG 20...AWG 12) solid without cable end Screw terminals, 1 x 0.2...1 x 2.5 mm² (AWG 24...AWG 14) flexible with cable end Screw terminals, 2 x 0.5...2 x 2.5 mm² (AWG 20...AWG 14) solid without cable end Screw terminals, 2 x 0.2...2 x 1.5 mm² (AWG 24...AWG 16) flexible with cable end Screw terminals, 1 x 0.5...1 x 3.3 mm² (AWG 20...AWG 12) solid without cable end Screw terminals, 1 x 0.2...1 x 2.5 mm² (AWG 24...AWG 14) flexible with cable end Screw terminals, 2 x 0.5...2 x 2.5 mm² (AWG 20...AWG 14) solid without cable end Screw terminals, 2 x 0.2...2 x 1.5 mm² (AWG 24...AWG 16) flexible with cable end Screw terminals, 1 x 0.5...1 x 3.3 mm² (AWG 20...AWG 12) solid without cable end Screw terminals, 1 x 0.2...1 x 2.5 mm² (AWG 24...AWG 14) flexible with cable end Screw terminals, 2 x 0.5...2 x 2.5 mm² (AWG 20...AWG 14) solid without cable end Screw terminals, 2 x 0.2...2 x 1.5 mm² (AWG 24...AWG 16) flexible with cable end Screw terminals, 1 x 0.5...1 x 3.3 mm² (AWG 20...AWG 12) solid without cable end Screw terminals, 1 x 0.2...1 x 2.5 mm² (AWG 24...AWG 14) flexible with cable end Screw terminals, 2 x 0.5...2 x 2.5 mm² (AWG 20...AWG 14) solid without cable end Screw terminals, 2 x 0.2...2 x 1.5 mm² (AWG 24...AWG 16) flexible with cable end Screw terminals, 1 x 0.5...1 x 3.3 mm² (AWG 20...AWG 12) solid without cable end Screw terminals, 1 x 0.2...1 x 2.5 mm² (AWG 24...AWG 14) flexible with cable end Screw terminals, 2 x 0.5...2 x 2.5 mm² (AWG 20...AWG 14) solid without cable end Screw terminals, 2 x 0.2...2 x 1.5 mm² (AWG 24...AWG 16) flexible with cable end Screw terminals, 1 x 0.5...1 x 3.3 mm² (AWG 20...AWG 12) solid without cable end Screw terminals, 1 x 0.2...1 x 2.5 mm² (AWG 24...AWG 14) flexible with cable end Screw terminals, 2 x 0.5...2 x 2.5 mm² (AWG 20...AWG 14) solid without cable end Screw terminals, 2 x 0.2...2 x 1.5 mm² (AWG 24...AWG 16) flexible with cable end Screw terminals, 1 x 0.5...1 x 3.3 mm² (AWG 20...AWG 12) solid without cable end Screw terminals, 1 x 0.2...1 x 2.5 mm² (AWG 24...AWG 14) flexible with cable end Screw terminals, 2 x 0.5...2 x 2.5 mm² (AWG 20...AWG 14) solid without cable end Screw terminals, 2 x 0.2...2 x 1.5 mm² (AWG 24...AWG 16) flexible with cable end Screw terminals, 1 x 0.5...1 x 3.3 mm² (AWG 20...AWG 12) solid without cable end Screw terminals, 1 x 0.2...1 x 2.5 mm² (AWG 24...AWG 14) flexible with cable end Screw terminals, 2 x 0.5...2 x 2.5 mm² (AWG 20...AWG 14) solid without cable end Screw terminals, 2 x 0.2...2 x 1.5 mm² (AWG 24...AWG 16) flexible with cable end Screw terminals, 1 x 0.5...1 x 3.3 mm² (AWG 20...AWG 12) solid without cable end Screw terminals, 1 x 0.2...1 x 2.5 mm² (AWG 24...AWG 14) flexible with cable end Screw terminals, 2 x 0.5...2 x 2.5 mm² (AWG 20...AWG 14) solid without cable end Screw terminals, 2 x 0.2...2 x 1.5 mm² (AWG 24...AWG 16) flexible with cable end Screw terminals, 1 x 0.5...1 x 3.3 mm² (AWG 20...AWG 12) solid without cable end Screw terminals, 1 x 0.2...1 x 2.5 mm² (AWG 24...AWG 14) flexible with cable end Screw terminals, 2 x 0.5...2 x 2.5 mm² (AWG 20...AWG 14) solid without cable end Screw terminals, 2 x 0.2...2 x 1.5 mm² (AWG 24...AWG 16) flexible with cable end Screw terminals, 1 x 0.5...1 x 3.3 mm² (AWG 20...AWG 12) solid without cable end Screw terminals, 1 x 0.2...1 x 2.5 mm² (AWG 24...AWG 14) flexible with cable end Screw terminals, 2 x 0.5...2 x 2.5 mm² (AWG 20...AWG 14) solid without cable end Screw terminals, 2 x 0.2...2 x 1.5 mm² (AWG 24...AWG 16) flexible with cable end Screw terminals, 1 x 0.5...1 x 3.3 mm² (AWG 20...AWG 12) solid without cable end Screw terminals, 1 x 0.2...1 x 2.5 mm² (AWG 24...AWG 14) flexible with cable end Screw terminals, 2 x 0.5...2 x 2.5 mm² (AWG 20...AWG 14) solid without cable end Screw terminals, 2 x 0.2...2 x 1.5 mm² (AWG 24...AWG 16) flexible with cable end Screw terminals, 1 x 0.5...1 x 3.3 mm² (AWG 20...AWG 12) solid without cable end Screw terminals, 1 x 0.2...1 x 2.5 mm² (AWG 24...AWG 14) flexible with cable end Screw terminals, 2 x 0.5...2 x 2.5 mm² (AWG 20...AWG 14) solid without cable end Screw terminals, 2 x 0.2...2 x 1.5 mm² (AWG 24...AWG 16) flexible with cable end Screw terminals, 1 x 0.5...1 x 3.3 mm² (AWG 20...AWG 12) solid without cable end Screw terminals, 1 x 0.2...1 x 2.5 mm² (AWG 24...AWG 14) flexible with cable end Screw terminals, 2 x 0.5...2 x 2.5 mm² (AWG 20...AWG 14) solid without cable end Screw terminals, 2 x 0.2...2 x 1.5 mm² (AWG 24...AWG 16) flexible with cable end Screw terminals, 1 x 0.5...1 x 3.3 mm² (AWG 20...AWG 12) solid without cable end Screw terminals, 1 x 0.2...1 x 2.5 mm² (AWG 24...AWG 14) flexible with cable end Screw terminals, 2 x 0.5...2 x 2.5 mm² (AWG 20...AWG 14) solid without cable end Screw terminals, 2 x 0.2...2 x 1.5 mm² (AWG 24...AWG 16) flexible with cable end Screw terminals, 1 x 0.5...1 x 3.3 mm² (AWG 20...AWG 12) solid without cable end Screw terminals, 1 x 0.2...1 x 2.5 mm² (AWG 24...AWG 14) flexible with cable end Screw terminals, 2 x 0.5...2 x 2.5 mm² (AWG 20...AWG 14) solid without cable end Screw terminals, 2 x 0.2...2 x 1.5 mm² (AWG 24...AWG 16) flexible with cable end Screw terminals, 1 x 0.5...1 x 3.3 mm² (AWG 20...AWG 12) solid without cable end Screw terminals, 1 x 0.2...1 x 2.5 mm² (AWG 24...AWG 14) flexible with cable end Screw terminals, 2 x 0.5...2 x 2.5 mm² (AWG 20...AWG 14) solid without cable end Screw terminals, 2 x 0.2...2 x 1.5 mm² (AWG 24...AWG 16) flexible with cable end Screw terminals, 1 x 0.5...1 x 3.3 mm² (AWG 20...AWG 12) solid without cable end Screw terminals, 1 x 0.2...1 x 2.5 mm² (AWG 24...AWG 14) flexible with cable end Screw terminals, 2 x 0.5...2 x 2.5 mm² (AWG 20...AWG 14) solid without cable end Screw terminals, 2 x 0.2...2 x 1.5 mm² (AWG 24...AWG 16) flexible with cable end Screw terminals, 1 x 0.5...1 x 3.3 mm² (AWG 20...AWG 12) solid without cable end Screw terminals, 1 x 0.2...1 x 2.5 mm² (AWG 24...AWG 14) flexible with cable end Screw terminals, 2 x 0.5...2 x 2.5 mm² (AWG 20...AWG 14) solid without cable end Screw terminals, 2 x 0.2...2 x 1.5 mm² (AWG 24...AWG 16) flexible with cable end Screw terminals, 1 x 0.5...1 x 3.3 mm² (AWG 20...AWG 12) solid without cable end Screw terminals, 1 x 0.2...1 x 2.5 mm² (AWG 24...AWG 14) flexible with cable end Screw terminals, 2 x 0.5...2 x 2.5 mm² (AWG 20...AWG 14) solid without cable end Screw terminals, 2 x 0.2...2 x 1.5 mm² (AWG 24...AWG 16) flexible with cable end Screw terminals, 1 x 0.5...1 x 3.3 mm² (AWG 20...AWG 12) solid without cable end Screw terminals, 1 x 0.2...1 x 2.5 mm² (AWG 24...AWG 14) flexible with cable end Screw terminals, 2 x 0.5...2 x 2.5 mm² (AWG 20...AWG 14) solid without cable end Screw terminals, 2 x 0.2...2 x 1.5 mm² (AWG 24...AWG 16) flexible with cable end Screw terminals, 1 x 0.5...1 x 3.3 mm² (AWG 20...AWG 12) solid without cable end Screw terminals, 1 x 0.2...1 x 2.5 mm² (AWG 24...AWG 14) flexible with cable end Screw terminals, 2 x 0.5...2 x 2.5 mm² (AWG 20...AWG 14) solid without cable end Screw terminals, 2 x 0.5...2 x 1.5 mm² (AWG 20...AWG 16) flexible with cable end Screw terminals, 1 x 0.5...1 x 3.3 mm² (AWG 20...AWG 12) solid without cable end Screw terminals, 1 x 0.5...1 x 2.5 mm² (AWG 20...AWG 14) flexible with cable end Screw terminals, 1 x 0.5...1 x 3.3 mm² (AWG 20...AWG 12) solid without cable end Screw terminals, 2 x 0.5...2 x 2.5 mm² (AWG 20...AWG 14) solid without cable end Screw terminals, 1 x 0.2...1 x 2.5 mm² (AWG 24...AWG 14) flexible with cable end Screw terminals, 2 x 0.2...2 x 1.5 mm² (AWG 24...AWG 16) flexible with cable end Screw terminals, 1 x 0.5...1 x 3.3 mm² (AWG 20...AWG 12) solid without cable end Screw terminals, 2 x 0.5...2 x 2.5 mm² (AWG 20...AWG 14) solid without cable end Screw terminals, 1 x 0.2...1 x 2.5 mm² (AWG 24...AWG 14) flexible with cable end Screw terminals, 2 x 0.2...2 x 1.5 mm² (AWG 24...AWG 16) flexible with cable end Screw terminals, 1 x 0.5...1 x 3.3 mm² (AWG 20...AWG 12) solid without cable end Screw terminals, 2 x 0.5...2 x 2.5 mm² (AWG 20...AWG 14) solid without cable end Screw terminals, 1 x 0.2...1 x 2.5 mm² (AWG 24...AWG 14) flexible with cable end Screw terminals, 2 x 0.2...2 x 1.5 mm² (AWG 24...AWG 16) flexible with cable end Screw terminals, 1 x 0.5...1 x 3.3 mm² (AWG 20...AWG 12) solid without cable end Screw terminals, 2 x 0.5...2 x 2.5 mm² (AWG 20...AWG 14) solid without cable end Screw terminals, 1 x 0.2...1 x 2.5 mm² (AWG 24...AWG 14) flexible with cable end Screw terminals, 2 x 0.2...2 x 1.5 mm² (AWG 24...AWG 16) flexible with cable end Screw terminals, 1 x 0.5...1 x 3.3 mm² (AWG 20...AWG 12) solid without cable end Screw terminals, 2 x 0.5...2 x 2.5 mm² (AWG 20...AWG 14) solid without cable end Screw terminals, 1 x 0.2...1 x 2.5 mm² (AWG 24...AWG 14) flexible with cable end Screw terminals, 2 x 0.2...2 x 1.5 mm² (AWG 24...AWG 16) flexible with cable end Screw terminals, 1 x 0.5...1 x 3.3 mm² (AWG 20...AWG 12) solid without cable end Screw terminals, 2 x 0.5...2 x 2.5 mm² (AWG 20...AWG 14) solid without cable end Screw terminals, 1 x 0.2...1 x 2.5 mm² (AWG 24...AWG 14) flexible with cable end Screw terminals, 2 x 0.2...2 x 1.5 mm² (AWG 24...AWG 16) flexible with cable end Screw terminals, 1 x 0.5...1 x 3.3 mm² (AWG 20...AWG 12) solid without cable end Screw terminals, 2 x 0.5...2 x 2.5 mm² (AWG 20...AWG 14) solid without cable end Screw terminals, 1 x 0.2...1 x 2.5 mm² (AWG 24...AWG 14) flexible with cable end Screw terminals, 2 x 0.2...2 x 1.5 mm² (AWG 24...AWG 16) flexible with cable end Screw terminals, 1 x 0.5...1 x 3.3 mm² (AWG 20...AWG 12) solid without cable end Screw terminals, 2 x 0.5...2 x 2.5 mm² (AWG 20...AWG 14) solid without cable end Screw terminals, 1 x 0.2...1 x 2.5 mm² (AWG 24...AWG 14) flexible with cable end Screw terminals, 2 x 0.2...2 x 1.5 mm² (AWG 24...AWG 16) flexible with cable end Screw terminals, 1 x 0.5...1 x 3.3 mm² (AWG 20...AWG 12) solid without cable end Screw terminals, 2 x 0.5...2 x 2.5 mm² (AWG 20...AWG 14) solid without cable end Screw terminals, 1 x 0.2...1 x 2.5 mm² (AWG 24...AWG 14) flexible with cable end Screw terminals, 2 x 0.2...2 x 1.5 mm² (AWG 24...AWG 16) flexible with cable end Screw terminals, 1 x 0.5...1 x 3.3 mm² (AWG 20...AWG 12) solid without cable end Screw terminals, 2 x 0.5...2 x 2.5 mm² (AWG 20...AWG 14) solid without cable end Screw terminals, 1 x 0.2...1 x 2.5 mm² (AWG 24...AWG 14) flexible with cable end Screw terminals, 2 x 0.2...2 x 1.5 mm² (AWG 24...AWG 16) flexible with cable end Screw terminals, 1 x 0.5...1 x 3.3 mm² (AWG 20...AWG 12) solid without cable end Screw terminals, 2 x 0.5...2 x 2.5 mm² (AWG 20...AWG 14) solid without cable end Screw terminals, 1 x 0.2...1 x 2.5 mm² (AWG 24...AWG 14) flexible with cable end Screw terminals, 2 x 0.2...2 x 1.5 mm² (AWG 24...AWG 16) flexible with cable end Screw terminals, 1 x 0.5...1 x 3.3 mm² (AWG 20...AWG 12) solid without cable end Screw terminals, 2 x 0.5...2 x 2.5 mm² (AWG 20...AWG 14) solid without cable end Screw terminals, 1 x 0.2...1 x 2.5 mm² (AWG 24...AWG 14) flexible with cable end Screw terminals, 2 x 0.2...2 x 1.5 mm² (AWG 24...AWG 16) flexible with cable end Screw terminals, 1 x 0.5...1 x 3.3 mm² (AWG 20...AWG 12) solid without cable end Screw terminals, 2 x 0.5...2 x 2.5 mm² (AWG 20...AWG 14) solid without cable end Screw terminals, 1 x 0.2...1 x 2.5 mm² (AWG 24...AWG 14) flexible with cable end Screw terminals, 2 x 0.2...2 x 1.5 mm² (AWG 24...AWG 16) flexible with cable end Screw terminals, 1 x 0.5...1 x 3.3 mm² (AWG 20...AWG 12) solid without cable end Screw terminals, 2 x 0.5...2 x 2.5 mm² (AWG 20...AWG 14) solid without cable end Screw terminals, 1 x 0.2...1 x 2.5 mm² (AWG 24...AWG 14) flexible with cable end Screw terminals, 2 x 0.2...2 x 1.5 mm² (AWG 24...AWG 16) flexible with cable end Screw terminals, 1 x 0.5...1 x 3.3 mm² (AWG 20...AWG 12) solid without cable end Screw terminals, 2 x 0.5...2 x 2.5 mm² (AWG 20...AWG 14) solid without cable end Screw terminals, 1 x 0.2...1 x 2.5 mm² (AWG 24...AWG 14) flexible with cable end Screw terminals, 2 x 0.2...2 x 1.5 mm² (AWG 24...AWG 16) flexible with cable end Spring terminals, 2 x 0.2...2 x 1.5 mm² (AWG 24...AWG 16) solid without cable end Spring terminals, 2 x 0.2...2 x 1.5 mm² (AWG 24...AWG 16) flexible with cable end Screw terminals, 1 x 0.5...1 x 3.3 mm² (AWG 20...AWG 12) solid without cable end Screw terminals, 2 x 0.5...2 x 2.5 mm² (AWG 20...AWG 14) solid without cable end Screw terminals, 1 x 0.2...1 x 2.5 mm² (AWG 24...AWG 14) flexible with cable end Screw terminals, 2 x 0.2...2 x 1.5 mm² (AWG 24...AWG 16) flexible with cable end Screw terminals, 2 x 1.5 mm² with cable end Screw terminals, 2 x 2.5 mm² without cable end Screw terminals, 2 x 1.5 mm² with cable end Screw terminals, 2 x 2.5 mm² without cable end Screw terminals, 2 x 1.5 mm² with cable end Screw terminals, 2 x 2.5 mm² without cable end Screw terminals, 2 x 1.5 mm² with cable end Screw terminals, 2 x 2.5 mm² without cable end Screw terminals, 2 x 1.5 mm² with cable end Screw terminals, 2 x 2.5 mm² without cable end Screw terminals, 2 x 1.5 mm² with cable end Screw terminals, 2 x 2.5 mm² without cable end Screw terminals, 2 x 1.5 mm² with cable end Screw terminals, 2 x 2.5 mm² without cable end Screw terminals, 1 x 0.5...1 x 3.3 mm² (AWG 20...AWG 12) solid without cable end Screw terminals, 2 x 0.5...2 x 2.5 mm² (AWG 20...AWG 14) solid without cable end Screw terminals, 1 x 0.2...1 x 2.5 mm² (AWG 24...AWG 14) flexible with cable end Screw terminals, 2 x 0.2...2 x 1.5 mm² (AWG 24...AWG 16) flexible with cable end Screw terminals, 1 x 0.5...1 x 3.3 mm² (AWG 20...AWG 12) solid without cable end Screw terminals, 2 x 0.5...2 x 2.5 mm² (AWG 20...AWG 14) solid without cable end Screw terminals, 1 x 0.2...1 x 2.5 mm² (AWG 24...AWG 14) flexible with cable end Screw terminals, 2 x 0.2...2 x 1.5 mm² (AWG 24...AWG 16) flexible with cable end Screw terminals, 1 x 0.5...1 x 3.3 mm² (AWG 20...AWG 12) solid without cable end Screw terminals, 2 x 0.5...2 x 2.5 mm² (AWG 20...AWG 14) solid without cable end Screw terminals, 1 x 0.2...1 x 2.5 mm² (AWG 24...AWG 14) flexible with cable end Screw terminals, 2 x 0.2...2 x 1.5 mm² (AWG 24...AWG 16) flexible with cable end Screw terminals, 1 x 0.5...1 x 3.3 mm² (AWG 20...AWG 12) solid without cable end Screw terminals, 2 x 0.5...2 x 2.5 mm² (AWG 20...AWG 14) solid without cable end Screw terminals, 1 x 0.2...1 x 2.5 mm² (AWG 24...AWG 14) flexible with cable end Screw terminals, 2 x 0.2...2 x 1.5 mm² (AWG 24...AWG 16) flexible with cable end Screw terminals, 1 x 0.5...1 x 3.3 mm² (AWG 20...AWG 12) solid without cable end Screw terminals, 2 x 0.5...2 x 2.5 mm² (AWG 20...AWG 14) solid without cable end Screw terminals, 1 x 0.2...1 x 2.5 mm² (AWG 24...AWG 14) flexible with cable end Screw terminals, 2 x 0.2...2 x 1.5 mm² (AWG 24...AWG 16) flexible with cable end Screw terminals, 1 x 0.5...1 x 3.3 mm² (AWG 20...AWG 12) solid without cable end Screw terminals, 2 x 0.5...2 x 2.5 mm² (AWG 20...AWG 14) solid without cable end Screw terminals, 1 x 0.2...1 x 2.5 mm² (AWG 24...AWG 14) flexible with cable end Screw terminals, 2 x 0.2...2 x 1.5 mm² (AWG 24...AWG 16) flexible with cable end Screw terminals, 1 x 0.5...1 x 3.3 mm² (AWG 20...AWG 12) solid without cable end Screw terminals, 2 x 0.5...2 x 2.5 mm² (AWG 20...AWG 14) solid without cable end Screw terminals, 1 x 0.2...1 x 2.5 mm² (AWG 24...AWG 14) flexible with cable end Screw terminals, 2 x 0.2...2 x 1.5 mm² (AWG 24...AWG 16) flexible with cable end Screw terminals, 1 x 0.5...1 x 3.3 mm² (AWG 20...AWG 12) solid without cable end Screw terminals, 2 x 0.5...2 x 2.5 mm² (AWG 20...AWG 14) solid without cable end Screw terminals, 1 x 0.2...1 x 2.5 mm² (AWG 24...AWG 14) flexible with cable end Screw terminals, 2 x 0.2...2 x 1.5 mm² (AWG 24...AWG 16) flexible with cable end Screw terminals, 1 x 0.5...1 x 3.3 mm² (AWG 20...AWG 12) solid without cable end Screw terminals, 2 x 0.5...2 x 2.5 mm² (AWG 20...AWG 14) solid without cable end Screw terminals, 1 x 0.2...1 x 2.5 mm² (AWG 24...AWG 14) flexible with cable end Screw terminals, 2 x 0.2...2 x 1.5 mm² (AWG 24...AWG 16) flexible with cable end Screw terminals, 1 x 0.5...1 x 3.3 mm² (AWG 20...AWG 12) solid without cable end Screw terminals, 2 x 0.5...2 x 2.5 mm² (AWG 20...AWG 14) solid without cable end Screw terminals, 1 x 0.2...1 x 2.5 mm² (AWG 24...AWG 14) flexible with cable end Screw terminals, 2 x 0.2...2 x 1.5 mm² (AWG 24...AWG 16) flexible with cable end Screw terminals, 1 x 0.5...1 x 3.3 mm² (AWG 20...AWG 12) solid without cable end Screw terminals, 2 x 0.5...2 x 2.5 mm² (AWG 20...AWG 14) solid without cable end Screw terminals, 1 x 0.2...1 x 2.5 mm² (AWG 24...AWG 14) flexible with cable end Screw terminals, 2 x 0.2...2 x 1.5 mm² (AWG 24...AWG 16) flexible with cable end Screw terminals, 1 x 0.5...1 x 3.3 mm² (AWG 20...AWG 12) solid without cable end Screw terminals, 2 x 0.5...2 x 2.5 mm² (AWG 20...AWG 14) solid without cable end Screw terminals, 1 x 0.2...1 x 2.5 mm² (AWG 24...AWG 14) flexible with cable end Screw terminals, 2 x 0.2...2 x 1.5 mm² (AWG 24...AWG 16) flexible with cable end Screw terminals, 1 x 0.5...1 x 3.3 mm² (AWG 20...AWG 12) solid without cable end Screw terminals, 2 x 0.5...2 x 2.5 mm² (AWG 20...AWG 14) solid without cable end Screw terminals, 1 x 0.2...1 x 2.5 mm² (AWG 24...AWG 14) flexible with cable end Screw terminals, 2 x 0.2...2 x 1.5 mm² (AWG 24...AWG 16) flexible with cable end Screw terminals, 1 x 0.5...1 x 3.3 mm² (AWG 20...AWG 12) solid without cable end Screw terminals, 2 x 0.5...2 x 2.5 mm² (AWG 20...AWG 14) solid without cable end Screw terminals, 1 x 0.2...1 x 2.5 mm² (AWG 24...AWG 14) flexible with cable end Screw terminals, 2 x 0.2...2 x 1.5 mm² (AWG 24...AWG 16) flexible with cable end Screw terminals, 1 x 0.5...1 x 3.3 mm² (AWG 20...AWG 12) solid without cable end Screw terminals, 2 x 0.5...2 x 2.5 mm² (AWG 20...AWG 14) solid without cable end Screw terminals, 1 x 0.2...1 x 2.5 mm² (AWG 24...AWG 14) flexible with cable end Screw terminals, 2 x 0.2...2 x 1.5 mm² (AWG 24...AWG 16) flexible with cable end Screw terminals, 1 x 0.5...1 x 3.3 mm² (AWG 20...AWG 12) solid without cable end Screw terminals, 2 x 0.5...2 x 2.5 mm² (AWG 20...AWG 14) solid without cable end Screw terminals, 1 x 0.2...1 x 2.5 mm² (AWG 24...AWG 14) flexible with cable end Screw terminals, 2 x 0.2...2 x 1.5 mm² (AWG 24...AWG 16) flexible with cable end Screw terminals, 1 x 0.5...1 x 3.3 mm² (AWG 20...AWG 12) solid without cable end Screw terminals, 2 x 0.5...2 x 2.5 mm² (AWG 20...AWG 14) solid without cable end Screw terminals, 1 x 0.2...1 x 2.5 mm² (AWG 24...AWG 14) flexible with cable end Screw terminals, 2 x 0.2...2 x 1.5 mm² (AWG 24...AWG 16) flexible with cable end Screw terminals, 1 x 0.5...1 x 3.3 mm² (AWG 20...AWG 12) solid without cable end Screw terminals, 2 x 0.5...2 x 2.5 mm² (AWG 20...AWG 14) solid without cable end Screw terminals, 1 x 0.2...1 x 2.5 mm² (AWG 24...AWG 14) flexible with cable end Screw terminals, 2 x 0.2...2 x 1.5 mm² (AWG 24...AWG 16) flexible with cable end Screw terminals, 1 x 0.5...1 x 3.3 mm² (AWG 20...AWG 12) solid without cable end Screw terminals, 2 x 0.5...2 x 2.5 mm² (AWG 20...AWG 14) solid without cable end Screw terminals, 1 x 0.2...1 x 2.5 mm² (AWG 24...AWG 14) flexible with cable end Screw terminals, 2 x 0.2...2 x 1.5 mm² (AWG 24...AWG 16) flexible with cable end Screw terminals, 1 x 0.5...1 x 3.3 mm² (AWG 20...AWG 12) solid without cable end Screw terminals, 2 x 0.5...2 x 2.5 mm² (AWG 20...AWG 14) solid without cable end Screw terminals, 1 x 0.2...1 x 2.5 mm² (AWG 24...AWG 14) flexible with cable end Screw terminals, 2 x 0.2...2 x 1.5 mm² (AWG 24...AWG 16) flexible with cable end Screw terminals, 1 x 0.5...1 x 3.3 mm² (AWG 20...AWG 12) solid without cable end Screw terminals, 2 x 0.5...2 x 2.5 mm² (AWG 20...AWG 14) solid without cable end Screw terminals, 1 x 0.2...1 x 2.5 mm² (AWG 24...AWG 14) flexible with cable end Screw terminals, 2 x 0.2...2 x 1.5 mm² (AWG 24...AWG 16) flexible with cable end Screw terminals, 1 x 0.5...1 x 3.3 mm² (AWG 20...AWG 12) solid without cable end Screw terminals, 2 x 0.5...2 x 2.5 mm² (AWG 20...AWG 14) solid without cable end Screw terminals, 1 x 0.2...1 x 2.5 mm² (AWG 24...AWG 14) flexible with cable end Screw terminals, 2 x 0.2...2 x 1.5 mm² (AWG 24...AWG 16) flexible with cable end Screw terminals, 1 x 0.5...1 x 3.3 mm² (AWG 20...AWG 12) solid without cable end Screw terminals, 2 x 0.5...2 x 2.5 mm² (AWG 20...AWG 14) solid without cable end Screw terminals, 1 x 0.2...1 x 2.5 mm² (AWG 24...AWG 14) flexible with cable end Screw terminals, 2 x 0.2...2 x 1.5 mm² (AWG 24...AWG 16) flexible with cable end Screw terminals, 1 x 0.5...1 x 3.3 mm² (AWG 20...AWG 12) solid without cable end Screw terminals, 2 x 0.5...2 x 2.5 mm² (AWG 20...AWG 14) solid without cable end Screw terminals, 1 x 0.2...1 x 2.5 mm² (AWG 24...AWG 14) flexible with cable end Screw terminals, 2 x 0.2...2 x 1.5 mm² (AWG 24...AWG 16) flexible with cable end Screw terminals, 1 x 0.5...1 x 3.3 mm² (AWG 20...AWG 12) solid without cable end Screw terminals, 2 x 0.5...2 x 2.5 mm² (AWG 20...AWG 14) solid without cable end Screw terminals, 1 x 0.2...1 x 2.5 mm² (AWG 24...AWG 14) flexible with cable end Screw terminals, 2 x 0.2...2 x 1.5 mm² (AWG 24...AWG 16) flexible with cable end Screw terminals, 1 x 0.5...1 x 3.3 mm² (AWG 20...AWG 12) solid without cable end Screw terminals, 2 x 0.5...2 x 2.5 mm² (AWG 20...AWG 14) solid without cable end Screw terminals, 1 x 0.2...1 x 2.5 mm² (AWG 24...AWG 14) flexible with cable end Screw terminals, 2 x 0.2...2 x 1.5 mm² (AWG 24...AWG 16) flexible with cable end Screw clamp terminals, <= 1 x 1.5 mm² with cable end Screw clamp terminals, <= 1 x 1.5 mm² with cable end Screw clamp terminals, <= 1 x 1.5 mm² with cable end Screw clamp terminals, <= 1 x 1.5 mm² with cable end Screw clamp terminals, <= 1 x 1.5 mm² with cable end Screw clamp terminals, <= 1 x 1.5 mm² with cable end Screw clamp terminals, <= 1 x 1.5 mm² with cable end Screw clamp terminals, <= 1 x 1.5 mm² with cable end Screw clamp terminals, <= 1 x 1.5 mm² with cable end Screw clamp terminals, <= 1 x 1.5 mm² with cable end Screw clamp terminals, <= 1 x 1.5 mm² with cable end Screw clamp termina
| contact bounce time | <= 10 ms <= 10 ms <= 10 ms <= 10 ms <= 10 ms <= 10 ms <= 10 ms <= 10 ms <= 10 ms <= 10 ms <= 10 ms <= 10 ms <= 10 ms <= 10 ms <= 10 ms <= 10 ms <= 10 ms <= 10 ms <= 10 ms <= 10 ms <= 10 ms <= 10 ms <= 10 ms <= 10 ms <= 10 ms <= 10 ms <= 10 ms <= 10 ms <= 10 ms <= 10 ms <= 10 ms <= 10 ms <= 10 ms <= 10 ms <= 10 ms <= 10 ms <= 10 ms <= 10 ms
| contact terminal arrangement | Separate Separate Separate Separate Separate Separate Separate Separate Separate Separate
| contacts material | Cadmium free Cadmium free Cadmium free Cadmium free Cadmium free Cadmium free Cadmium free Cadmium free Cadmium free Cadmium free Cadmium free Cadmium free Cadmium free Cadmium free Cadmium free Cadmium free Cadmium free Cadmium free Cadmium free Cadmium free Cadmium free Cadmium free Cadmium free Cadmium free Cadmium free Cadmium free Cadmium free Cadmium free Cadmium free Cadmium free Cadmium free Cadmium free Cadmium free Cadmium free Cadmium free Cadmium free Cadmium free Cadmium free Cadmium free Cadmium free Cadmium free Cadmium free Cadmium free Cadmium free Cadmium free Cadmium free Cadmium free Cadmium free Cadmium free Cadmium free Cadmium free Cadmium free Cadmium free 90/10 silver nickel contacts 90/10 silver nickel contacts 90/10 silver nickel contacts 90/10 silver nickel contacts 90/10 silver nickel contacts 90/10 silver nickel contacts 90/10 silver nickel contacts 90/10 silver nickel contacts 90/10 silver nickel contacts 90/10 silver nickel contacts 90/10 silver nickel contacts 90/10 silver nickel contacts 90/10 silver nickel contacts 90/10 silver nickel contacts 90/10 silver nickel contacts 90/10 silver nickel contacts 90/10 silver nickel contacts 90/10 silver nickel contacts 90/10 silver nickel contacts 90/10 silver nickel contacts 90/10 silver nickel contacts 90/10 silver nickel contacts 90/10 silver nickel contacts 90/10 silver nickel contacts 90/10 silver nickel contacts 90/10 silver nickel contacts 90/10 silver nickel contacts 90/10 silver nickel contacts 90/10 silver nickel contacts 90/10 silver nickel contacts 90/10 silver nickel contacts 90/10 silver nickel contacts 90/10 silver nickel contacts 90/10 silver nickel contacts 90/10 silver nickel contacts 90/10 silver nickel contacts 90/10 silver nickel contacts 90/10 silver nickel contacts 90/10 silver nickel contacts 90/10 silver nickel contacts 90/10 silver nickel contacts 90/10 silver nickel contacts 90/10 silver nickel contacts 90/10 silver nickel contacts 90/10 silver nickel contacts 90/10 silver nickel contacts 90/10 silver nickel contacts 90/10 silver nickel contacts 90/10 silver nickel contacts 90/10 silver nickel contacts 90/10 silver nickel contacts 90/10 silver nickel contacts 90/10 silver nickel contacts 90/10 silver nickel contacts 90/10 silver nickel contacts 90/10 silver nickel contacts 90/10 silver nickel contacts Silver with gold flashed contacts Silver with gold flashed contacts 90/10 silver nickel contacts 90/10 silver nickel contacts 90/10 silver nickel contacts 90/10 silver nickel contacts Silver nickel contacts Silver nickel contacts Silver nickel contacts Silver alloy (AgSnO2) Silver alloy (AgSnO2) Silver alloy (AgSnO2) Silver alloy (AgSnO2) Silver alloy - gold plated (AgSnO2) Silver alloy - gold plated (AgSnO2) Silver alloy - gold plated (AgSnO2) Silver alloy - gold plated (AgSnO2) Silver alloy (AgNi) Silver alloy (AgNi) Silver alloy (AgNi) Silver alloy (AgNi) Silver alloy (AgNi) Silver alloy (AgNi) Silver alloy (AgNi) Silver alloy (AgNi) Silver alloy (AgNi) Silver alloy (AgNi) Silver alloy (AgNi) Silver alloy (AgNi) Silver alloy (AgNi) Silver alloy (AgNi) Silver alloy (AgNi) Silver alloy (AgNi) Silver alloy (AgNi) Silver alloy (AgNi) Silver alloy (AgNi) Silver alloy (AgNi) Silver alloy (AgNi) Silver alloy (AgNi) Silver alloy (AgNi) Silver alloy (AgNi) Silver alloy (AgNi) Silver alloy (AgNi) Silver alloy (AgNi) Silver alloy (AgNi) Silver alloy (AgNi) Silver alloy (AgNi) Silver alloy (AgNi) Silver alloy (AgNi) Silver alloy (AgNi) Silver alloy (AgNi) Silver alloy (AgNi) Silver alloy (AgNi) Silver alloy (AgSnO2) Silver alloy (AgSnO2) Silver alloy (AgSnO2) Silver alloy (AgSnO2) Silver alloy (AgSnO2) Silver alloy (AgSnO2) Silver alloy (AgSnO2) Silver alloy (AgSnO2) Silver alloy (AgSnO2) Silver alloy (AgSnO2) Silver alloy (Ag/Ni) Silver alloy (Ag/Ni) Silver alloy (Ag/Ni) Silver alloy (Ag/Ni) Silver alloy (Ag/Ni) Silver alloy (Ag/Ni) Silver alloy (Ag/Ni) Silver alloy (Ag/Ni) Silver alloy (Ag/Ni) Silver alloy (Ag/Ni) Silver alloy (Ag/Ni) Silver alloy (Ag/Ni) Silver alloy (Ag/Ni) Silver alloy (Ag/Ni) Silver alloy (Ag/Ni) Silver alloy (Ag/Ni) Silver alloy (Ag/Ni) Silver alloy (Ag/Ni) Silver alloy (Ag/Ni) Silver alloy (Ag/Ni) Silver alloy (Ag/Ni) Silver alloy (Ag/Ni) Silver alloy (Ag/Ni) Silver alloy (Ag/Ni) Silver alloy (Ag/Ni) Silver alloy (Ag/Ni) Silver alloy (Ag/Ni) Silver alloy (Ag/Ni) Silver alloy (Ag/Ni) Silver alloy (Ag/Ni) Silver alloy (Ag/Ni) Silver alloy (Ag/Ni) Silver alloy (Ag/Ni) Silver alloy (Ag/Ni) Silver alloy (Ag/Ni) Silver alloy (Ag/Ni)
| contacts type and composition | 1 C/O 1 C/O 1 C/O 1 C/O 1 C/O 1 C/O 1 C/O 1 C/O 1 C/O 1 C/O 1 C/O 1 C/O 1 C/O timed contact 1 C/O timed contact 2 C/O timed contact 1 C/O timed contact 1 C/O timed or instantaneous contact 1 C/O timed contact 1 C/O timed or instantaneous contact 1 C/O timed contact 1 C/O timed or instantaneous contact 1 C/O timed contact 1 C/O timed or instantaneous contact 1 C/O timed contact, cadmium free 1 C/O timed contact, cadmium free 1 C/O timed contact, cadmium free 1 C/O timed contact, cadmium free 1 C/O timed contact, cadmium free 1 C/O timed contact, cadmium free 1 C/O timed contact, cadmium free 1 C/O timed contact, cadmium free 1 C/O timed contact, cadmium free 1 C/O timed contact, cadmium free 1 C/O timed contact, cadmium free 1 C/O timed contact, cadmium free 1 C/O timed contact, cadmium free 1 C/O timed contact, cadmium free 1 C/O timed or instantaneous contact, cadmium free 1 C/O timed contact, cadmium free 1 C/O timed or instantaneous contact, cadmium free 1 C/O timed or instantaneous contact, cadmium free 2 C/O timed contact, cadmium free 1 C/O timed contact, cadmium free 1 C/O timed or instantaneous contact, cadmium free 1 C/O timed contact, cadmium free 1 C/O timed or instantaneous contact, cadmium free 2 C/O timed contact, cadmium free 1 C/O timed contact, cadmium free 1 C/O timed or instantaneous contact, cadmium free 1 C/O timed or instantaneous contact, cadmium free 2 C/O timed contact, cadmium free 2 C/O timed contact, cadmium free 2 C/O timed contact, cadmium free 2 C/O timed contact, cadmium free 2 C/O timed contact, cadmium free 2 C/O timed contact, cadmium free 1 C/O timed and instantaneous contact, cadmium free
| control circuit frequency | 40...70 Hz sinusoidal 50...60 Hz +/- 10 % 50...60 Hz +/- 10 % 50...60 Hz +/- 10 % 50...60 Hz +/- 10 % 50...60 Hz +/- 10 % 50...60 Hz +/- 10 % 50...60 Hz +/- 10 % 50 Hz +/- 10 % 50...60 Hz +/- 10 % 50...60 Hz +/- 10 % 50...60 Hz +/- 10 % 50...60 Hz +/- 10 % 40...70 Hz 40...70 Hz +/- 10 % 40...70 Hz +/- 10 % 50...60 Hz +/- 10 % 50...60 Hz +/- 10 % 50...60 Hz +/- 10 % 40...70 Hz +/- 10 % 40...70 Hz +/- 10 % 40...70 Hz +/- 10 % 50...60 Hz +/- 15 % 50...60 Hz +/- 15 %
| control circuit voltage limits | - 12 % + 10 % Un - 12 % + 10 % Un - 12 % + 10 % Un - 12 % + 10 % Un - 12 % + 10 % Un - 12 % + 10 % Un - 12 % + 10 % Un 0.8...1.1 Uc conforming to IEC 60255 0.8...1.1 Uc conforming to IEC 60255 0.8...1.1 Uc conforming to IEC 60255 0.8...1.1 Uc conforming to IEC 60255 0.8...1.1 Uc conforming to IEC 60255 0.8...1.1 Uc conforming to IEC 60255 0.8...1.1 Uc conforming to IEC 60255 0.8...1.1 Uc conforming to IEC 60255 0.8...1.1 Uc conforming to IEC 60255 0.8...1.1 Uc conforming to IEC 60255 0.8...1.1 Uc conforming to IEC 60255 0.8...1.1 Uc conforming to IEC 60255 0.8...1.1 Uc conforming to IEC 60255 0.8...1.1 Uc conforming to IEC 60255 0.8...1.1 Uc conforming to IEC 60255 0.8...1.1 Uc conforming to IEC 60255 0.8...1.1 Uc conforming to IEC 60255 0.8...1.1 Uc conforming to IEC 60255 0.8...1.1 Uc conforming to IEC 60255 0.8...1.1 Uc conforming to IEC 60255 0.8...1.1 Uc conforming to IEC 60255 0.8...1.1 Uc conforming to IEC 60255 0.8...1.1 Uc conforming to IEC 60255 0.8...1.1 Uc conforming to IEC 60255 0.8...1.1 Uc conforming to IEC 60255 0.8...1.1 Uc conforming to IEC 60255 0.8...1.1 Uc conforming to IEC 60255 0.8...1.1 Uc conforming to IEC 60255 0.8...1.1 Uc conforming to IEC 60255 0.8...1.1 Uc conforming to IEC 60255 0.8...1.1 Uc conforming to IEC 60255 0.8...1.1 Uc conforming to IEC 60255 0.8...1.1 Uc conforming to IEC 60255 0.8...1.1 Uc conforming to IEC 60255 0.8...1.1 Uc conforming to IEC 60255 0.8...1.1 Uc conforming to IEC 60255 0.8...1.1 Uc conforming to IEC 60255 0.8...1.1 Uc conforming to IEC 60255 0.85...1.1 Uc 0.85...1.1 Uc
| control signal pulse width | 0.05 s typical 0.05 s typical 0.05 s typical 0.05 s typical 0.05 s typical 100 ms with load in parallel typical 30 ms typical 100 ms with load in parallel typical 30 ms typical 100 ms with load in parallel typical 30 ms typical 100 ms with load in parallel typical 30 ms typical 100 ms with load in parallel typical 30 ms typical 100 ms with load in parallel typical 30 ms typical 100 ms with load in parallel typical 30 ms typical 100 ms with load in parallel typical 30 ms typical 100 ms with load in parallel typical 30 ms typical 100 ms with load in parallel typical 30 ms typical 100 ms with load in parallel typical 30 ms typical 100 ms with load in parallel typical 30 ms typical
| control threshold overvoltage | 160...220 V 220...300 V 220...300 V 242 V 420...480 V 440 V
| control threshold undervoltage | 80…120 V 160…220 V 50/60 Hz 160…220 V 198 V 300…430 V 160…220 V 300…430 V
| control type | Selector switch front panel Selector switch front panel Selector switch front panel Selector switch front panel Selector switch front panel Selector switch front panel Selector switch front panel Selector switch front panel Selector switch front panel Selector switch front panel Selector switch front panel Selector switch front panel Selector switch front panel Selector switch front panel Selector switch front panel Selector switch front panel Selector switch front panel Rotary knob front panel Rotary knob front panel Rotary knob front panel Rotary knob front panel Rotary knob front panel Rotary knob front panel Rotary knob front panel Rotary knob Diagnostic button Potentiometer external Rotary knob Diagnostic button Potentiometer external Rotary knob Diagnostic button Rotary knob Diagnostic button Potentiometer external Rotary knob Diagnostic button Potentiometer external Rotary knob Diagnostic button Rotary knob Diagnostic button Rotary knob Rotary knob Diagnostic button Potentiometer external Rotary knob Rotary knob Diagnostic button Potentiometer external Rotary knob Diagnostic button Potentiometer external Rotary knob Diagnostic button Rotary knob Diagnostic button Rotary knob Diagnostic button Potentiometer external Rotary knob Diagnostic button Rotary knob Diagnostic button Potentiometer external Rotary knob Diagnostic button Potentiometer external Rotary knob Potentiometer external Rotary knob Diagnostic button Potentiometer external Rotary knob Diagnostic button Potentiometer external Rotary knob Diagnostic button Rotary knob Diagnostic button Rotary knob Diagnostic button Rotary knob Diagnostic button Selector switch front panel Selector switch front panel Selector switch front panel Selector switch front panel Without push-button Without push-button Without push-button Without push-button Without push-button Without push-button Without push-button Without push-button Without push-button Without push-button
| creepage distance | 4 kV/3 conforming to IEC 60664-1 4 kV/3 conforming to IEC 60664-1 4 kV/3 conforming to IEC 60664-1 4 kV/3 conforming to IEC 60664-1 4 kV/3 conforming to IEC 60664-1 4 kV/3 conforming to IEC 60664-1 4 kV/3 conforming to IEC 60664-1 4 kV/3 conforming to IEC 60664-1 4 kV/3 conforming to IEC 60664-1 4 kV/3 conforming to IEC 60664-1 4 kV/3 conforming to IEC 60664-1 4 kV/3 conforming to IEC 60664-1 4 kV/3 conforming to IEC 60664-1 4 kV/3 conforming to IEC 60664-1 4 kV/3 conforming to IEC 60664-1 4 kV/3 conforming to IEC 60664-1 4 kV/3 conforming to IEC 60664-1 4 kV/3 conforming to IEC 60664-1 4 kV/3 conforming to IEC 60664-1 4 kV/3 conforming to IEC 60664-1 4 kV/3 conforming to IEC 60664-1 4 kV/3 conforming to IEC 60664-1 4 kV/3 conforming to IEC 60664-1 4 kV/3 conforming to IEC 60664-1 4 kV/3 conforming to IEC 60664-1 4 kV/3 conforming to IEC 60664-1 4 kV/3 conforming to IEC 60664-1 4 kV/3 conforming to IEC 60664-1 4 kV/3 conforming to IEC 60664-1 4 kV/3 conforming to IEC 60664-1 4 kV/3 conforming to IEC 60664-1 4 kV/3 conforming to IEC 60664-1 4 kV/3 conforming to IEC 60664-1 4 kV/3 conforming to IEC 60664-1 4 kV/3 conforming to IEC 60664-1 4 kV/3 conforming to IEC 60664-1 4 kV/3 conforming to IEC 60664-1 4 kV/3 conforming to IEC 60664-1 4 kV/3 conforming to IEC 60664-1 4 kV/3 conforming to IEC 60664-1 4 kV/3 conforming to IEC 60664-1 4 kV/3 conforming to IEC 60664-1 4 kV/3 conforming to IEC 60664-1 4 kV/3 conforming to IEC 60664-1 4 kV/3 conforming to IEC 60664-1 4 kV/3 conforming to IEC 60664-1 4 kV/3 conforming to IEC 60664-1 4 kV/3 conforming to IEC 60664-1 4 kV/3 conforming to IEC 60664-1 4 kV/3 conforming to IEC 60664-1 4 kV/3 conforming to IEC 60664-1 4 kV/3 conforming to IEC 60664-1 4 kV/3 conforming to IEC 60664-1
| current consumption | <= 40 mA for voltage output <= 60 mA for current output <= 40 mA for voltage output <= 60 mA for current output <= 40 mA for voltage output <= 60 mA for current output <= 40 mA for voltage output <= 60 mA for current output <= 40 mA for voltage output <= 60 mA for current output <= 40 mA for voltage output <= 60 mA for current output <= 40 mA for voltage output <= 60 mA for current output <= 40 mA for voltage output <= 60 mA for current output <= 40 mA for voltage output <= 60 mA for current output <= 60 mA for current output <= 40 mA for voltage output <= 60 mA for current output <= 40 mA for voltage output <= 60 mA for current output <= 40 mA for voltage output <= 60 mA for current output <= 40 mA for voltage <= 40 mA for voltage output <= 60 mA for current <= 40 mA for voltage output <= 60 mA for current output <= 70 mA for voltage output <= 90 mA for current output <= 70 mA for voltage output <= 90 mA for current output <= 70 mA for voltage output <= 90 mA for current output 500 mA 500 mA 500 mA 1000 mA 1000 mA 1000 mA 1000 mA < 145 mA DC < 90 mA AC < 145 mA DC < 90 mA AC < 145 mA DC < 90 mA AC < 145 mA DC < 90 mA AC < 145 mA DC < 90 mA AC < 145 mA DC < 90 mA AC < 35 mA AC < 35 mA AC < 35 mA AC < 35 mA AC < 35 mA AC < 35 mA AC < 25 mA AC < 25 mA AC < 25 mA AC < 25 mA AC < 25 mA AC < 25 mA AC 75 mA at 24 V DC 75 mA at 24 V DC 75 mA at 24 V DC 160 mA at 24 V DC 160 mA at 24 V DC 160 mA at 24 V DC 100 mA at 100 V AC 100 mA at 100 V AC 300 mA at 24 V 500 mA 80 mA at 120 V 40 mA at 230 V 350 mA at 24 V 250 mA at 12 V 100 mA at 120 V 50 mA at 240 V 117 mA at 12 V 125 mA at 24 V 158 mA at 12 V 200 mA at 24 V 117 mA at 12 V 125 mA at 24 V 158 mA at 12 V 200 mA at 24 V 117 mA at 12 V 125 mA at 24 V 158 mA at 12 V 200 mA at 24 V 117 mA at 12 V 125 mA at 24 V 158 mA at 12 V 200 mA at 24 V 250 mA at 12 V 292 mA at 12 V 292 mA at 24 V 354 mA at 24 V 250 mA at 12 V 292 mA at 12 V 292 mA at 24 V 354 mA at 24 V 250 mA at 12 V 292 mA at 12 V 292 mA at 24 V 354 mA at 24 V 250 mA at 12 V 292 mA at 12 V 292 mA at 24 V 354 mA at 24 V < 15 mA < 18 mA < 18 mA 47 mA 47 mA 47 mA 47 mA 47 mA 47 mA 17 mA 17 mA 17 mA 17 mA 17 mA 17 mA 17 mA 17 mA 17 mA 17 mA 17 mA 17 mA 47 mA 47 mA 47 mA 47 mA 47 mA 47 mA 17 mA 17 mA 17 mA 17 mA 17 mA 17 mA 17 mA 17 mA 17 mA 17 mA 17 mA 17 mA < 15 mA < 25 mA 250 mA under load via AS-Interface line 30 mA under load external 30 mA no load 250 mA under load via AS-Interface line 30 mA under load external 30 mA no load < 145 mA DC < 90 mA AC < 145 mA DC < 90 mA AC < 145 mA DC < 90 mA AC < 145 mA DC < 90 mA AC < 145 mA DC < 90 mA AC < 145 mA DC < 90 mA AC < 35 mA AC < 35 mA AC < 35 mA AC < 35 mA AC < 35 mA AC < 35 mA AC < 25 mA AC < 25 mA AC < 25 mA AC < 25 mA AC < 25 mA AC < 25 mA AC < 350 mA DC < 550 mA AC < 350 mA DC < 550 mA AC < 105 mA AC < 105 mA AC < 47 mA on LED unit < 47 mA on LED unit < 350 mA on flash discharge tube unit DC < 47 mA on LED unit < 550 mA on flash discharge tube unit AC < 20 mA on audible unit < 350 mA on flash discharge tube unit DC < 550 mA on flash discharge tube unit AC < 47 mA on LED unit < 17 mA on LED unit < 350 mA on flash discharge tube unit DC < 47 mA on LED unit < 550 mA on flash discharge tube unit AC < 20 mA on audible unit < 47 mA on LED unit < 20 mA on audible unit < 47 mA on LED unit < 17 mA on LED unit < 50 mA on audible unit < 47 mA on LED unit < 20 mA on audible unit < 20 mA on audible unit < 47 mA on LED unit < 17 mA on LED unit < 50 mA on audible unit < 350 mA DC < 550 mA AC < 350 mA DC < 550 mA AC < 350 mA DC < 550 mA AC < 350 mA DC < 550 mA AC < 350 mA DC < 550 mA AC < 350 mA DC < 550 mA AC < 105 mA AC < 105 mA AC < 105 mA AC < 105 mA AC < 105 mA AC < 105 mA AC 15 mA on base unit 18 mA on base unit 18 mA on base unit 18 mA on base unit 140 mA on flash discharge tube unit AC 98 mA on flash discharge tube unit DC 33 mA on flash discharge tube unit 20 mA on flash discharge tube unit 15 mA on base unit 140 mA on flash discharge tube unit AC 98 mA on flash discharge tube unit DC 15 mA on base unit 18 mA on base unit 18 mA on base unit 33 mA on flash discharge tube unit 18 mA on base unit 15 mA on base unit 18 mA on base unit 18 mA on base unit < 25 mA < 25 mA < 25 mA < 25 mA < 25 mA < 25 mA < 25 mA < 25 mA < 25 mA < 25 mA < 25 mA < 25 mA < 25 mA < 25 mA < 25 mA < 145 mA AC < 85 mA DC < 145 mA AC < 85 mA DC < 145 mA AC < 85 mA DC < 145 mA AC < 85 mA DC < 145 mA AC < 85 mA DC < 35 mA < 35 mA < 35 mA < 35 mA < 35 mA < 25 mA < 25 mA < 25 mA < 25 mA < 25 mA < 47 mA AC/DC < 47 mA AC/DC < 47 mA AC/DC < 47 mA AC/DC < 47 mA AC/DC < 47 mA AC/DC < 17 mA AC < 17 mA AC < 17 mA AC < 17 mA AC < 17 mA AC < 17 mA AC < 17 mA AC < 17 mA AC < 17 mA AC < 17 mA AC < 17 mA AC < 17 mA AC < 47 mA AC/DC < 47 mA AC/DC < 47 mA AC/DC < 47 mA AC/DC < 47 mA AC/DC < 47 mA AC/DC < 17 mA AC < 17 mA AC < 17 mA AC < 17 mA AC < 17 mA AC < 17 mA AC < 17 mA AC < 17 mA AC < 17 mA AC < 17 mA AC < 17 mA AC < 17 mA AC < 350 mA DC < 550 mA AC < 350 mA DC < 550 mA AC < 350 mA DC < 550 mA AC < 350 mA DC < 550 mA AC < 350 mA DC < 550 mA AC < 350 mA DC < 550 mA AC < 140 mA AC < 140 mA AC < 140 mA AC < 140 mA AC < 140 mA AC < 140 mA AC < 105 mA AC < 105 mA AC < 105 mA AC < 105 mA AC < 105 mA AC < 105 mA AC < 1300 mA AC < 850 mA DC < 1300 mA AC < 850 mA DC < 1300 mA AC < 850 mA DC < 1300 mA AC < 850 mA DC < 1300 mA AC < 850 mA DC < 1300 mA AC < 850 mA DC < 290 mA AC < 290 mA AC < 290 mA AC < 290 mA AC < 290 mA AC < 290 mA AC < 280 mA AC < 280 mA AC < 280 mA AC < 280 mA AC < 280 mA AC < 280 mA AC < 350 mA DC < 550 mA AC < 350 mA DC < 550 mA AC < 350 mA DC < 550 mA AC < 350 mA DC < 550 mA AC < 350 mA DC < 550 mA AC < 350 mA DC < 550 mA AC < 140 mA AC < 140 mA AC < 140 mA AC < 140 mA AC < 140 mA AC < 140 mA AC < 105 mA AC < 105 mA AC < 105 mA AC < 105 mA AC < 105 mA AC < 105 mA AC < 1300 mA AC < 850 mA DC < 1300 mA AC < 850 mA DC < 1300 mA AC < 850 mA DC < 1300 mA AC < 850 mA DC < 1300 mA AC < 850 mA DC < 1300 mA AC < 850 mA DC < 400 mA DC < 650 mA AC < 290 mA AC < 290 mA AC < 290 mA AC < 290 mA AC < 290 mA AC < 290 mA AC < 280 mA AC < 280 mA AC < 280 mA AC < 280 mA AC < 280 mA AC < 280 mA AC
| delay at power up | 0.5 s 650 ms 650 ms 650 ms 650 ms 650 ms 650 ms 1000 ms DC 1000 ms DC 500 ms AC 3 min minimum 1000 ms DC 500 ms AC 650 ms 1000 ms DC 500 ms AC 1000 ms DC 500 ms AC 0.2 s 0.2 s 0.2 s 0.5 s 0.5 s 0.3 s 0.3 s 0.6 s 0.5 s 0.05 s 650 ms 500 ms 500 ms 600 ms 600 ms 600 ms 650 ms 650 ms 650 ms 650 ms 650 ms 650 ms 650 ms 650 ms 650 ms 650 ms 650 ms 650 ms 650 ms 650 ms
| depth | 99 mm 72 mm 72 mm 72 mm 72 mm 72 mm 72 mm 72 mm 72 mm 72 mm 72 mm 72 mm 72 mm 24.9 mm 24.9 mm 24.9 mm 50.1 mm 50.1 mm 50.1 mm 50.1 mm 50.1 mm 153.2 mm 153.2 mm 153.2 mm 223 mm 223 mm 223 mm 69.3 mm 69.3 mm 69.3 mm 69.3 mm 58.1 mm 58.1 mm 58.1 mm 58.1 mm 80 mm 80 mm 80 mm 80 mm 80 mm 80 mm 80 mm 80 mm 80 mm 80 mm 80 mm 80 mm 80 mm 80 mm 80 mm 80 mm 80 mm 80 mm 80 mm 80 mm 80 mm 80 mm 80 mm 80 mm 80 mm 80 mm 80 mm 80 mm 80 mm 80 mm 80 mm 80 mm 80 mm 80 mm 80 mm 80 mm 80 mm 80 mm 80 mm 80 mm 80 mm 80 mm 80 mm 80 mm 80 mm 80 mm 80 mm 80 mm 80 mm 80 mm 80 mm 80 mm 80 mm 80 mm 80 mm 80 mm 18.5 mm 18.5 mm 18.5 mm 18.5 mm 18.5 mm 18.5 mm 18.5 mm 18.5 mm 95 mm 95 mm 95 mm 95 mm 95 mm 101 mm 101 mm 101 mm 101 mm 101 mm
| device application | Printing Subway Packaging Subway Packaging Printing Printing Packaging Subway Subway Printing Packaging Packaging Printing Subway Printing Packaging Subway Subway Packaging Printing Packaging Subway Printing
| device presentation | Complete product Complete product Complete product Complete product Complete product Complete product Complete product Complete product Complete product Complete product Complete product Complete product Complete product Complete product Complete product Complete product Complete product Complete product Complete product Complete product Complete product Complete product Complete product Complete product Complete product Complete product Complete product Complete product Complete product Complete product Complete product Complete product Complete product Complete product Complete product Complete product Complete product Complete product Complete product Complete product Complete product Complete product Complete product Complete product Complete product Complete product Complete product Complete product Complete product Complete product Complete product Complete product Complete product Complete product Complete product Complete product Complete product Complete product Complete product Complete product Complete product Complete product Complete product Complete product Complete product Complete product Complete product Complete product Complete product Complete product Complete product Complete product Complete product Complete product Complete product Complete product Complete product Complete product Complete product Complete product Complete product Complete product Complete product Complete product Complete product Complete product Complete product Complete product Complete product Complete product
| dielectric strength | 2.5 kV 1 mA/1 minute 50 Hz conforming to IEC 61812-1 2.5 kV 1 mA/1 minute 50 Hz conforming to IEC 61812-1 2.5 kV 1 mA/1 minute 50 Hz conforming to IEC 61812-1 2.5 kV 1 mA/1 minute 50 Hz conforming to IEC 61812-1 2.5 kV 1 mA/1 minute 50 Hz conforming to IEC 61812-1 2.5 kV 1 mA/1 minute 50 Hz conforming to IEC 61812-1 2.5 kV 1 mA/1 minute 50 Hz conforming to IEC 61812-1 2.5 kV 1 mA/1 minute 50 Hz conforming to IEC 61812-1 2.5 kV 1 mA/1 minute 50 Hz conforming to IEC 61812-1 2.5 kV 1 mA/1 minute 50 Hz conforming to IEC 61812-1 2.5 kV 1 mA/1 minute 50 Hz conforming to IEC 61812-1 2.5 kV 1 mA/1 minute 50 Hz conforming to IEC 61812-1 2.5 kV 1 mA/1 minute 50 Hz conforming to IEC 61812-1 2.5 kV 1 mA/1 minute 50 Hz conforming to IEC 61812-1 2.5 kV 1 mA/1 minute 50 Hz conforming to IEC 61812-1 2.5 kV 1 mA/1 minute 50 Hz conforming to IEC 61812-1 2.5 kV 1 mA/1 minute 50 Hz conforming to IEC 61812-1
| dielectric test voltage | 2.5 kV, 1 min AC 50 Hz conforming to IEC 60255-27
| discrete output type | Relay Relay Relay Relay Relay Relay Relay Relay Relay Relay Relay Relay
| drop-out voltage threshold | >= 0.05 Uc >= 0.05 Uc >= 0.05 Uc >= 0.05 Uc >= 0.05 Uc >= 0.05 Uc >= 0.05 Uc >= 0.05 Uc >= 0.15 Uc AC >= 0.1 Uc DC >= 0.15 Uc AC >= 0.1 Uc DC >= 0.15 Uc AC >= 0.1 Uc DC >= 0.1 Uc DC >= 0.15 Uc AC >= 0.15 Uc AC >= 0.15 Uc AC >= 0.1 Uc DC >= 0.1 Uc DC >= 0.15 Uc AC >= 0.1 Uc DC >= 0.15 Uc AC >= 0.1 Uc DC >= 0.15 Uc AC >= 0.1 Uc DC >= 0.1 Uc DC >= 0.15 Uc AC >= 0.15 Uc AC >= 0.15 Uc AC >= 0.1 Uc DC >= 0.1 Uc DC >= 0.15 Uc AC >= 0.1 Uc DC >= 0.15 Uc AC >= 0.1 Uc DC >= 0.15 Uc AC >= 0.1 Uc DC >= 0.1 Uc DC >= 0.1 Uc DC >= 0.15 Uc AC >= 0.1 Uc DC >= 0.15 Uc AC >= 0.15 Uc AC >= 0.05 Uc >= 0.05 Uc >= 0.05 Uc >= 0.05 Uc >= 0.05 Uc >= 0.05 Uc >= 0.05 Uc >= 0.05 Uc >= 0.05 Uc >= 0.05 Uc >= 0.15 Uc AC >= 0.1 Uc DC >= 0.15 Uc AC >= 0.1 Uc DC >= 0.15 Uc AC >= 0.1 Uc DC >= 0.1 Uc DC >= 0.15 Uc AC >= 0.15 Uc AC >= 0.15 Uc AC >= 0.1 Uc DC >= 0.1 Uc DC >= 0.15 Uc AC >= 0.1 Uc DC >= 0.15 Uc AC >= 0.1 Uc DC >= 0.15 Uc AC >= 0.1 Uc DC >= 0.1 Uc DC >= 0.15 Uc AC >= 0.15 Uc AC >= 0.15 Uc AC >= 0.1 Uc DC >= 0.1 Uc DC >= 0.15 Uc AC >= 0.1 Uc DC >= 0.15 Uc AC >= 0.1 Uc DC >= 0.15 Uc AC >= 0.1 Uc DC >= 0.1 Uc DC >= 0.1 Uc DC >= 0.15 Uc AC >= 0.1 Uc DC >= 0.15 Uc AC >= 0.15 Uc AC
| electrical connection | Cable: 6.5…8.5 mm Cable: 6.5…8.5 mm Cable: 6.5…8.5 mm Cable: 6.5…8.5 mm, 0.33 mm² / AWG 22 (signalling circuit) Cable: 6.5…8.5 mm, 0.52 mm² / AWG 20 (power circuit) Cable: 6.5…8.5 mm, 0.33 mm² / AWG 22 (signalling circuit) Cable: 6.5…8.5 mm, 0.52 mm² / AWG 20 (power circuit) Cable: 6.5…8.5 mm, 0.33 mm² / AWG 22 (signalling circuit) Cable: 6.5…8.5 mm, 0.52 mm² / AWG 20 (power circuit) 1 connector for standard input 1 connector for standard input 1 connector M12 for AS-Interface line 1 remote connector M12, cable length: 1 m for AS-Interface line
| electrical durability | 100000 cycles 100000 cycles 100000 cycles 100000 cycles 10000 cycles 100000 cycles 100000 cycles 100000 cycles 100000 cycles 100000 cycles 100000 cycles 100000 cycles 100000 cycles 100000 cycles 100000 cycles 100000 cycles 100000 cycles 100000 cycles 100000 cycles 100000 cycles 100000 cycles 100000 cycles 100000 cycles 100000 cycles 100000 cycles 10000 cycles 10000 cycles 100000 cycles 100000 cycles 100000 cycles 10000 cycles 10000 cycles 100000 cycles 100000 cycles 100000 cycles 100000 cycles 100000 cycles 100000 cycles 100000 cycles 100000 cycles 100000 cycles 100000 cycles 100000 cycles 100000 cycles 100000 cycles 100000 cycles 100000 cycles 100000 cycles 100000 cycles 100000 cycles 100000 cycles 100000 cycles 100000 cycles 100000 cycles 100000 cycles 100000000 cycles 100000000 cycles 100000000 cycles 100000000 cycles 100000000 cycles 100000 cycles (8 A at 250 V AC maximum) for resistive load 100000 cycles (8 A at 250 V AC maximum) for resistive load 100000 cycles (8 A at 250 V AC maximum) for resistive load 100000 cycles (8 A at 250 V AC maximum) for resistive load 100000 cycles (8 A at 250 V AC maximum) for resistive load 100000 cycles (8 A at 250 V AC maximum) for resistive load 100000 cycles (8 A at 250 V AC maximum) for resistive load 100000 cycles (8 A at 250 V AC maximum) for resistive load 100000 cycles (8 A at 250 V AC maximum) for resistive load 100000 cycles (8 A at 250 V AC maximum) for resistive load 100000 cycles (8 A at 250 V AC maximum) for resistive load 100000 cycles (8 A at 250 V AC maximum) for resistive load 100000 cycles for resistive load, 8 A at 250 V, AC 100000 cycles for resistive load, 8 A at 250 V, AC 100000 cycles for resistive load, 8 A at 250 V, AC 100000 cycles for resistive load, 8 A at 250 V, AC 100000 cycles for resistive load, 8 A at 250 V, AC 100000 cycles for resistive load, 8 A at 250 V, AC 100000 cycles for resistive load, 8 A at 250 V, AC 100000 cycles, 8 A at 250 V, AC-1 100000 cycles, 2 A at 24 V, DC-1 100000 cycles, 8 A at 250 V, AC-1 100000 cycles, 2 A at 24 V, DC-1 100000 cycles, 8 A at 250 V, AC-1 100000 cycles, 2 A at 24 V, DC-1 100000 cycles, 8 A at 250 V, AC-1 100000 cycles, 2 A at 24 V, DC-1 100000 cycles, 8 A at 250 V, AC-1 100000 cycles, 2 A at 24 V, DC-1 100000 cycles, 8 A at 250 V, AC-1 100000 cycles, 2 A at 24 V, DC-1 100000 cycles, 8 A at 250 V, AC-1 100000 cycles, 2 A at 24 V, DC-1 100000 cycles, 2 A at 24 V, DC-1 100000 cycles, 5 A at 250 V, AC-1 100000 cycles, 8 A at 250 V, AC-1 100000 cycles, 2 A at 24 V, DC-1 100000 cycles, 2 A at 24 V, DC-1 100000 cycles, 5 A at 250 V, AC-1 100000 cycles, 8 A at 250 V, AC-1 100000 cycles, 2 A at 24 V, DC-1 100000 cycles, 8 A at 250 V, AC-1 100000 cycles, 2 A at 24 V, DC-1 100000 cycles, 8 A at 250 V, AC-1 100000 cycles, 2 A at 24 V, DC-1 100000 cycles, 8 A at 250 V, AC-1 100000 cycles, 2 A at 24 V, DC-1 100000 cycles, 8 A at 250 V, AC-1 100000 cycles, 2 A at 24 V, DC-1 100000 cycles, 8 A at 250 V, AC-1 100000 cycles, 2 A at 24 V, DC-1 100000 cycles, 8 A at 250 V, AC-1 100000 cycles, 2 A at 24 V, DC-1 100000 cycles, 8 A at 250 V, AC-1 100000 cycles, 2 A at 24 V, DC-1 100000 cycles, 2 A at 24 V, DC-1 100000 cycles, 5 A at 250 V, AC-1 100000 cycles, 8 A at 250 V, AC-1 100000 cycles, 2 A at 24 V, DC-1 100000 cycles, 8 A at 250 V, AC-1 100000 cycles, 2 A at 24 V, DC-1 100000 cycles, 8 A at 250 V, AC-1 100000 cycles, 2 A at 24 V, DC-1 100000 cycles, 8 A at 250 V, AC-1 100000 cycles, 2 A at 24 V, DC-1 100000 cycles, 8 A at 250 V, AC-1 100000 cycles, 2 A at 24 V, DC-1 100000 cycles, 8 A at 250 V, AC-1 100000 cycles, 2 A at 24 V, DC-1 100000 cycles for resistive load, 8 A at 250 V, AC 100000 cycles 100000 cycles 100000 cycles 100000 cycles 100000 cycles at 250 V AC resistive 100000 cycles at 250 V AC resistive 100000 cycles at 250 V AC resistive 100000 cycles at 250 V AC resistive 100000 cycles at 250 V AC resistive 100000 cycles at 250 V AC resistive 100000 cycles at 250 V AC resistive 100000 cycles at 250 V AC resistive 100000 cycles at 250 V AC resistive 100000 cycles at 250 V AC resistive 60000 cycles, 6 A at 250 V, AC-1 C/O 60000 cycles, 6 A at 250 V, AC-1 C/O 60000 cycles, 6 A at 250 V, AC-1 C/O 60000 cycles, 6 A at 250 V, AC-1 C/O 60000 cycles, 6 A at 250 V, AC-1 C/O 60000 cycles, 6 A at 250 V, AC-1 C/O 60000 cycles, 6 A at 250 V, AC-1 C/O 60000 cycles, 6 A at 250 V, AC-1 C/O 100000 cycles, 12 A at 250 V, AC-1 NO 100000 cycles, 6 A at 250 V, AC-1 NC 100000 cycles, 12 A at 250 V, AC-1 NO 100000 cycles, 6 A at 250 V, AC-1 NC 100000 cycles, 12 A at 250 V, AC-1 NO 100000 cycles, 6 A at 250 V, AC-1 NC 100000 cycles, 12 A at 250 V, AC-1 NO 100000 cycles, 6 A at 250 V, AC-1 NC 100000 cycles, 12 A at 250 V, AC-1 NO 100000 cycles, 6 A at 250 V, AC-1 NC 100000 cycles, 12 A at 250 V, AC-1 NO 100000 cycles, 6 A at 250 V, AC-1 NC 100000 cycles, 12 A at 250 V, AC-1 NO 100000 cycles, 6 A at 250 V, AC-1 NC 100000 cycles, 12 A at 250 V, AC-1 NO 100000 cycles, 6 A at 250 V, AC-1 NC 100000 cycles, 12 A at 250 V, AC-1 NO 100000 cycles, 6 A at 250 V, AC-1 NC 100000 cycles, 12 A at 250 V, AC-1 NO 100000 cycles, 6 A at 250 V, AC-1 NC 100000 cycles, 12 A at 250 V, AC-1 NO 100000 cycles, 6 A at 250 V, AC-1 NC 100000 cycles, 12 A at 250 V, AC-1 NO 100000 cycles, 6 A at 250 V, AC-1 NC 100000 cycles, 16 A at 250 V, AC-1 NO 100000 cycles, 8 A at 250 V, AC-1 NC 100000 cycles, 16 A at 250 V, AC-1 NO 100000 cycles, 8 A at 250 V, AC-1 NC 100000 cycles, 16 A at 250 V, AC-1 NO 100000 cycles, 8 A at 250 V, AC-1 NC 100000 cycles, 16 A at 250 V, AC-1 NO 100000 cycles, 8 A at 250 V, AC-1 NC 100000 cycles, 16 A at 250 V, AC-1 NO 100000 cycles, 8 A at 250 V, AC-1 NC 100000 cycles, 16 A at 250 V, AC-1 NO 100000 cycles, 8 A at 250 V, AC-1 NC 100000 cycles, 16 A at 250 V, AC-1 NO 100000 cycles, 8 A at 250 V, AC-1 NC 100000 cycles, 16 A at 250 V, AC-1 NO 100000 cycles, 8 A at 250 V, AC-1 NC 100000 cycles, 16 A at 250 V, AC-1 NO 100000 cycles, 8 A at 250 V, AC-1 NC 100000 cycles, 16 A at 250 V, AC-1 NO 100000 cycles, 8 A at 250 V, AC-1 NC 100000 cycles, 16 A at 250 V, AC-1 NO 100000 cycles, 8 A at 250 V, AC-1 NC 100000 cycles, 16 A at 250 V, AC-1 NO 100000 cycles, 8 A at 250 V, AC-1 NC 100000 cycles, 8 A at 250 V, AC-1 NO 100000 cycles, 4 A at 250 V, AC-1 NC 100000 cycles, 8 A at 250 V, AC-1 NO 100000 cycles, 4 A at 250 V, AC-1 NC 100000 cycles, 8 A at 250 V, AC-1 NO 100000 cycles, 4 A at 250 V, AC-1 NC 100000 cycles, 8 A at 250 V, AC-1 NO 100000 cycles, 4 A at 250 V, AC-1 NC 100000 cycles, 8 A at 250 V, AC-1 NO 100000 cycles, 4 A at 250 V, AC-1 NC 100000 cycles, 8 A at 250 V, AC-1 NO 100000 cycles, 4 A at 250 V, AC-1 NC 100000 cycles, 8 A at 250 V, AC-1 NO 100000 cycles, 4 A at 250 V, AC-1 NC 100000 cycles, 8 A at 250 V, AC-1 NO 100000 cycles, 4 A at 250 V, AC-1 NC 100000 cycles, 8 A at 250 V, AC-1 NO 100000 cycles, 4 A at 250 V, AC-1 NC 100000 cycles, 8 A at 250 V, AC-1 NO 100000 cycles, 4 A at 250 V, AC-1 NC 100000 cycles, 8 A at 250 V, AC-1 NO 100000 cycles, 4 A at 250 V, AC-1 NC 100000 cycles, 8 A at 250 V, AC-1 NO 100000 cycles, 4 A at 250 V, AC-1 NC 60000 cycles for resistive load, 6 A at 250 V, AC-1 60000 cycles for resistive load, 6 A at 250 V, AC-1 60000 cycles for resistive load, 6 A at 250 V, AC-1 60000 cycles for resistive load, 6 A at 250 V, AC-1 60000 cycles for resistive load, 6 A at 250 V, AC-1 60000 cycles for resistive load, 6 A at 250 V, AC-1 60000 cycles for resistive load, 6 A at 250 V, AC-1 60000 cycles for resistive load, 6 A at 250 V, AC-1 60000 cycles for resistive load, 6 A at 250 V, AC-1 60000 cycles for resistive load, 6 A at 250 V, AC-1 100000 cycles, 12 A at 250 V, AC-1 NO 100000 cycles, 6 A at 250 V, AC-1 NC 100000 cycles, 12 A at 250 V, AC-1 NO 100000 cycles, 6 A at 250 V, AC-1 NC 100000 cycles, 12 A at 250 V, AC-1 NO 100000 cycles, 6 A at 250 V, AC-1 NC 100000 cycles, 12 A at 250 V, AC-1 NO 100000 cycles, 6 A at 250 V, AC-1 NC 100000 cycles, 12 A at 250 V, AC-1 NO 100000 cycles, 6 A at 250 V, AC-1 NC 100000 cycles, 12 A at 250 V, AC-1 NO 100000 cycles, 6 A at 250 V, AC-1 NC 100000 cycles, 12 A at 250 V, AC-1 NO 100000 cycles, 6 A at 250 V, AC-1 NC 100000 cycles, 12 A at 250 V, AC-1 NO 100000 cycles, 6 A at 250 V, AC-1 NC 100000 cycles, 12 A at 250 V, AC-1 NO 100000 cycles, 6 A at 250 V, AC-1 NC 100000 cycles, 12 A at 250 V, AC-1 NO 100000 cycles, 6 A at 250 V, AC-1 NC 100000 cycles, 12 A at 250 V, AC-1 NO 100000 cycles, 6 A at 250 V, AC-1 NC 100000 cycles, 12 A at 250 V, AC-1 NO 100000 cycles, 6 A at 250 V, AC-1 NC 100000 cycles, 16 A at 250 V, AC-1 NO 100000 cycles, 8 A at 250 V, AC-1 NC 100000 cycles, 16 A at 250 V, AC-1 NO 100000 cycles, 8 A at 250 V, AC-1 NC 100000 cycles, 16 A at 250 V, AC-1 NO 100000 cycles, 8 A at 250 V, AC-1 NC 100000 cycles, 16 A at 250 V, AC-1 NO 100000 cycles, 8 A at 250 V, AC-1 NC 100000 cycles, 16 A at 250 V, AC-1 NO 100000 cycles, 8 A at 250 V, AC-1 NC 100000 cycles, 16 A at 250 V, AC-1 NO 100000 cycles, 8 A at 250 V, AC-1 NC 100000 cycles, 16 A at 250 V, AC-1 NO 100000 cycles, 8 A at 250 V, AC-1 NC 100000 cycles, 16 A at 250 V, AC-1 NO 100000 cycles, 8 A at 250 V, AC-1 NC 100000 cycles, 16 A at 250 V, AC-1 NO 100000 cycles, 8 A at 250 V, AC-1 NC 100000 cycles, 16 A at 250 V, AC-1 NO 100000 cycles, 8 A at 250 V, AC-1 NC 100000 cycles, 16 A at 250 V, AC-1 NO 100000 cycles, 8 A at 250 V, AC-1 NC 100000 cycles, 16 A at 250 V, AC-1 NO 100000 cycles, 8 A at 250 V, AC-1 NC 100000 cycles, 8 A at 250 V, AC-1 NO 100000 cycles, 4 A at 250 V, AC-1 NC 100000 cycles, 8 A at 250 V, AC-1 NO 100000 cycles, 4 A at 250 V, AC-1 NC 100000 cycles, 8 A at 250 V, AC-1 NO 100000 cycles, 4 A at 250 V, AC-1 NC 100000 cycles, 8 A at 250 V, AC-1 NO 100000 cycles, 4 A at 250 V, AC-1 NC 100000 cycles, 8 A at 250 V, AC-1 NO 100000 cycles, 4 A at 250 V, AC-1 NC 100000 cycles, 8 A at 250 V, AC-1 NO 100000 cycles, 4 A at 250 V, AC-1 NC 100000 cycles, 8 A at 250 V, AC-1 NO 100000 cycles, 4 A at 250 V, AC-1 NC 100000 cycles, 8 A at 250 V, AC-1 NO 100000 cycles, 4 A at 250 V, AC-1 NC 100000 cycles, 8 A at 250 V, AC-1 NO 100000 cycles, 4 A at 250 V, AC-1 NC 100000 cycles, 8 A at 250 V, AC-1 NO 100000 cycles, 4 A at 250 V, AC-1 NC 100000 cycles, 8 A at 250 V, AC-1 NO 100000 cycles, 4 A at 250 V, AC-1 NC 100000 cycles, 8 A at 250 V, AC-1 NO 100000 cycles, 4 A at 250 V, AC-1 NC
| electrical insulation class | Class II Class II Class II Class II Class II Class II Class II
| fixing mode | By screws (mounting plate) Clip-on (35 mm symmetrical DIN rail) Clip-on (35 mm symmetrical DIN rail) Fixed (mounting plate) Clip-on (35 mm symmetrical DIN rail) Fixed (mounting plate) Clip-on (35 mm symmetrical DIN rail) Fixed (mounting plate) Clip-on (35 mm symmetrical DIN rail) Fixed (mounting plate) Clip-on (35 mm symmetrical DIN rail) Fixed (mounting plate) Clip-on (35 mm symmetrical DIN rail) Fixed (mounting plate) Clip-on (35 mm symmetrical DIN rail) Fixed (mounting plate) Clip-on (35 mm symmetrical DIN rail) Fixed (mounting plate) By screws (mounting plate) Clip-on (35 mm symmetrical DIN rail) By screws (mounting plate) Clip-on (35 mm symmetrical DIN rail) By screws (mounting plate) Clip-on (35 mm symmetrical DIN rail) By screws (mounting plate) Clip-on (35 mm symmetrical DIN rail) By screws (mounting plate) Clip-on (35 mm symmetrical DIN rail) By screws (mounting plate) Clip-on (35 mm symmetrical DIN rail) By screws (mounting plate) Clip-on (35 mm symmetrical DIN rail) By screws (mounting plate) Clip-on (35 mm symmetrical DIN rail) By screws (mounting plate) Clip-on (35 mm symmetrical DIN rail) 3 holes Ø 9 mm 3 holes Ø 9 mm 3 holes Ø 9 mm Direct or tube fixing Direct or tube fixing Plastic compression spring Plastic compression spring Plastic compression spring Plastic compression spring Plastic compression spring Plastic compression spring Plastic compression spring Plastic compression spring Plastic compression spring Plastic compression spring
| flash energy | 1 J 1 J 1 J 1 J 1 J 1 J 1 J 1 J 1 J 1 J 1 J 1 J 1 J 1 J 1 J 1 J 1 J 1 J 0.8 J 0.8 J 0.8 J 1 J 1 J 1 J 1 J 1 J 1 J 1 J 1 J 1 J 1 J 1 J 1 J 1 J 1 J 1 J 1 J 1 J 1 J 5 J 5 J 5 J 5 J 5 J 5 J 5 J 5 J 5 J 5 J 5 J 5 J 5 J 5 J 5 J 5 J 5 J 5 J 5 J 1 J 1 J 1 J 1 J 1 J 1 J 1 J 1 J 1 J 1 J 1 J 1 J 1 J 1 J 1 J 5 J 5 J 5 J 5 J 5 J 5 J 5 J 5 J 5 J 5 J 5 J 5 J 5 J 5 J 5 J 5 J 5 J 5 J 10 J 10 J 10 J 10 J 10 J 10 J 10 J 10 J 10 J 10 J 10 J 10 J 10 J 10 J 10 J 10 J 10 J 10 J
| flashing frequency | 1 Hz 1 Hz 1 Hz 1 Hz 1 Hz 1 Hz 1 Hz 1 Hz 1 Hz 1 Hz 1 Hz 1 Hz 1 Hz 1 Hz 1 Hz 0.8 Hz 0.8 Hz 0.8 Hz 1 Hz 1 Hz 1 Hz 1 Hz 1 Hz 1 Hz 1 Hz 1 Hz 1 Hz 1 Hz 1 Hz 1 Hz 1 Hz 1 Hz 1 Hz 1 Hz 1 Hz 1 Hz 1 Hz 1 Hz 1 Hz 1 Hz 1 Hz 1 Hz 1 Hz 1 Hz 1 Hz 1 Hz 1 Hz 1 Hz 1 Hz 0.8 Hz with flash discharge tube unit 0.8 Hz with flash discharge tube unit 0.8 Hz with flash discharge tube unit 0.8 Hz with flash discharge tube unit 0.8 Hz with flash discharge tube unit 1 Hz 1 Hz 1 Hz 1 Hz 1 Hz 1 Hz 1 Hz 1 Hz 1 Hz 1 Hz 1 Hz 1 Hz 1 Hz 1 Hz 1 Hz 1 Hz 1 Hz 1 Hz 1 Hz 1 Hz 1 Hz 1 Hz 1 Hz 1 Hz 1 Hz 1 Hz 1 Hz 1 Hz 1 Hz 1 Hz 1 Hz 1 Hz 1 Hz 1 Hz 1 Hz 1 Hz 1 Hz 1 Hz 1 Hz 1 Hz 1 Hz 1 Hz 1 Hz 1 Hz 1 Hz 1 Hz 1 Hz 1 Hz 1 Hz 1 Hz 1 Hz 1 Hz 1 Hz 1 Hz 1 Hz 1 Hz 1 Hz 1 Hz 1 Hz 1 Hz 1 Hz 1 Hz 1 Hz 1 Hz 1 Hz 1 Hz 1 Hz 1 Hz 1 Hz 1 Hz 1 Hz 1 Hz 1 Hz 1 Hz 1 Hz 1 Hz 1 Hz 1 Hz 1 Hz 1 Hz 1 Hz 1 Hz 1 Hz 1 Hz 1 Hz 1 Hz 1 Hz 1 Hz 1 Hz 1 Hz 1 Hz 1 Hz 1 Hz 1 Hz 1 Hz 1 Hz 1 Hz 1 Hz 1 Hz 1 Hz 1 Hz 1 Hz 1 Hz 1 Hz 1 Hz 1 Hz 1 Hz 1 Hz 1 Hz 1 Hz 1 Hz 1 Hz 1 Hz 1 Hz 1 Hz 1 Hz 1 Hz 1 Hz
| functionality | Overvoltage and undervoltage detection Overvoltage and undervoltage detection Overvoltage and undervoltage detection Overvoltage and undervoltage detection Overvoltage and undervoltage detection On-delay timing Off-delay timing On-delay timing Asymmetrical flashing timer Multifunction On-delay timing Pulse signal Off-delay timing On-delay timing Asymmetrical flashing timer Asymmetrical flashing timer Multifunction Multifunction Multifunction Multifunction Multifunction Multifunction
| fundamental frequency | 4 kHz 4 kHz 4 kHz 2.8 kHz 2.8 kHz 2.8 kHz 2.8 kHz 2.8 kHz 2.8 kHz 2.8 kHz 2.8 kHz 2.8 kHz 4 kHz 4 kHz 4 kHz 4 kHz 4 kHz 4 kHz 4 kHz 4 kHz 4 kHz 4 kHz 4 kHz 4 kHz 4 kHz
| height | 90 mm 90 mm 90 mm 90 mm 90 mm 90 mm 90 mm 90 mm 90 mm 90 mm 90 mm 90 mm 90 mm 139 mm 139 mm 139 mm 139 mm 139 mm 139 mm 139 mm 80 mm 80 mm 80 mm 105 mm 105 mm 105 mm 105 mm 105 mm 114 mm 114 mm 114 mm 114 mm 114 mm 114 mm 72 mm 72 mm 72 mm 72 mm 96 mm 96 mm 96 mm 96 mm 78 mm 78 mm 78 mm 78 mm 78 mm 78 mm 78 mm 78 mm 78 mm 78 mm 78 mm 78 mm 78 mm 78 mm 78 mm 78 mm 78 mm 78 mm 78 mm 78 mm 78 mm 78 mm 78 mm 78 mm 78 mm 78 mm 78 mm 78 mm 78 mm 78 mm 78 mm 78 mm 78 mm 78 mm 78 mm 78 mm 78 mm 78 mm 78 mm 78 mm 78 mm 78 mm 78 mm 78 mm 78 mm 78 mm 78 mm 78 mm 78 mm 78 mm 78 mm 78 mm 78 mm 78 mm 78 mm 28 mm 28 mm 28 mm 28 mm 28 mm 28 mm 28 mm 28 mm 78.6 mm 78.6 mm 78.6 mm 78.6 mm 78.6 mm 78.6 mm 78.6 mm 78.6 mm 78.6 mm 78.6 mm
| housing colour | White White White White
| housing material | Self-extinguishing plastic Self-extinguishing plastic Self-extinguishing plastic Self-extinguishing plastic Self-extinguishing plastic Self-extinguishing plastic Self-extinguishing plastic Self-extinguishing plastic Self-extinguishing plastic Self-extinguishing plastic Self-extinguishing plastic Self-extinguishing plastic Self-extinguishing plastic Self-extinguishing plastic Self-extinguishing plastic Self-extinguishing plastic Self-extinguishing plastic Self-extinguishing plastic Self-extinguishing plastic Self-extinguishing plastic Self-extinguishing plastic Self-extinguishing plastic Self-extinguishing plastic Self-extinguishing plastic Self-extinguishing plastic Self-extinguishing plastic Self-extinguishing plastic Self-extinguishing plastic Self-extinguishing plastic Self-extinguishing plastic Self-extinguishing plastic Self-extinguishing plastic Self-extinguishing plastic Self-extinguishing plastic Self-extinguishing plastic Self-extinguishing plastic Self-extinguishing plastic Self-extinguishing plastic Self-extinguishing plastic Self-extinguishing plastic Self-extinguishing plastic Self-extinguishing plastic Self-extinguishing plastic Self-extinguishing plastic Self-extinguishing plastic Self-extinguishing plastic Self-extinguishing plastic Self-extinguishing plastic Self-extinguishing plastic Self-extinguishing plastic Self-extinguishing plastic Self-extinguishing plastic Self-extinguishing plastic Self-extinguishing plastic Self-extinguishing plastic Self-extinguishing Self-extinguishing Self-extinguishing Self-extinguishing Self-extinguishing Self-extinguishing Self-extinguishing Self-extinguishing Self-extinguishing Self-extinguishing Self-extinguishing Self-extinguishing Self-extinguishing Self-extinguishing Self-extinguishing Self-extinguishing Self-extinguishing Self-extinguishing Self-extinguishing Self-extinguishing Self-extinguishing Self-extinguishing Self-extinguishing Self-extinguishing Self-extinguishing Self-extinguishing Self-extinguishing Self-extinguishing Self-extinguishing Self-extinguishing Self-extinguishing Self-extinguishing Self-extinguishing Self-extinguishing Self-extinguishing Self-extinguishing Self-extinguishing Self-extinguishing Self-extinguishing Self-extinguishing Self-extinguishing Self-extinguishing Self-extinguishing Self-extinguishing Self-extinguishing Self-extinguishing Self-extinguishing Self-extinguishing Self-extinguishing Self-extinguishing Self-extinguishing Self-extinguishing Self-extinguishing Self-extinguishing
| hysteresis | 15 % fixed of threshold setting 2 % 2 % 2 % 2 % 5…20 % of threshold setting 5…20 % of threshold setting 5 % fixed of threshold setting 5…20 % of threshold setting 2 % 3 % fixed of threshold setting 3 % fixed of threshold setting 5 % of threshold 0.3 % fixed 5…50 % of threshold setting 5…50 % of threshold setting 5 % of threshold 2 % 5…50 % of threshold setting 5…50 % of threshold setting 5…50 % of threshold setting 2 % 2 % 5…50 % adjustable of threshold setting 5…50 % adjustable of threshold setting for overcurrent or undercurrent detection 3 % fixed of full scale for window mode 2 % fixed of selectable 2 % fixed of selectable 2 % fixed of selectable 2 % fixed of selectable 2 % fixed of selectable 2 % fixed of selectable 5…50 % adjustable of threshold setting 5…50 % adjustable of threshold setting 5…50 % adjustable of threshold setting 3 % fixed of full scale for window mode 5…50 % adjustable of threshold setting for overvoltage or undervoltage detection 3 % fixed of full scale for window mode 5…50 % adjustable of threshold setting for overvoltage or undervoltage detection 3 % fixed of full scale for window mode 5…50 % adjustable of threshold setting for overvoltage or undervoltage detection 5…50 % adjustable of threshold setting 5…50 % adjustable of threshold setting for overcurrent or undercurrent detection 3 % fixed of full scale for window mode 5…50 % adjustable of threshold setting for overcurrent or undercurrent detection 3 % fixed of full scale for window mode 3 % of fixed for phase failure detection 5…30 % adjustable of current threshold setting 5…30 % adjustable of current threshold setting 5…30 % adjustable of current threshold setting 5…30 % adjustable of current threshold setting 5…30 % adjustable of current threshold setting 5…30 % adjustable of current threshold setting 5…30 % adjustable of current threshold setting 5…30 % adjustable of current threshold setting 5…30 % adjustable of current threshold setting 5…30 % adjustable of current threshold setting 5…30 % adjustable of current threshold setting 5…30 % adjustable of voltage threshold setting 5…30 % adjustable of voltage threshold setting 5…30 % adjustable of voltage threshold setting 5…30 % adjustable of voltage threshold setting 5…30 % adjustable of voltage threshold setting 5…30 % adjustable of voltage threshold setting 5…30 % adjustable of voltage threshold setting 5…30 % adjustable of voltage threshold setting 5…30 % adjustable of voltage threshold setting 5…30 % adjustable of voltage threshold setting 5…30 % adjustable of voltage threshold setting 5…30 % adjustable of voltage threshold setting 5…30 % adjustable of voltage threshold setting 5…30 % adjustable of voltage threshold setting 5…30 % adjustable of voltage threshold setting 5…30 % adjustable of voltage threshold setting 5…30 % adjustable of voltage threshold setting 5…30 % adjustable of voltage threshold setting 5…30 % adjustable of voltage threshold setting 5…30 % adjustable of voltage threshold setting 5…30 % adjustable of voltage threshold setting 5 % fixed of de-energisation threshold 5 % fixed of de-energisation threshold 50 % fixed of asymmetry percentage 50 % fixed of asymmetry percentage 50 % fixed of asymmetry percentage 50 % fixed of asymmetry percentage 5 % fixed of de-energisation threshold 5 % fixed of de-energisation threshold 5 % fixed of de-energisation threshold 5 % fixed of de-energisation threshold 5 % fixed of de-energisation threshold 5 % fixed of de-energisation threshold 5 % fixed of de-energisation threshold
| illuminating intensity | 1.4 cd 1.4 cd 1.4 cd 1.4 cd 1.4 cd 1.4 cd 13 cd 13 cd 13 cd 13 cd 13 cd 26 cd 26 cd 26 cd 13 cd 13 cd 13 cd 26 cd 26 cd 26 cd
| immunity to microbreaks | 20 ms at 12 V 20 ms 20 ms 20 ms 20 ms 20 ms 10 ms 10 ms 10 ms 10 ms 10 ms 10 ms 10 ms 10 ms 10 ms 10 ms 10 ms 10 ms 10 ms 10 ms 10 ms 10 ms 10 ms 10 ms 10 ms 10 ms 10 ms 10 ms 10 ms 10 ms 10 ms 10 ms 10 ms 10 ms 10 ms 10 ms 10 ms 10 ms 10 ms 10 ms 10 ms
| impulse duration | >= 5 ms high state >= 5 ms low state
| input compatibility | 3-wire sensor (E1) PNP or NPN, 12 V, 50 mA NAMUR sensor (E2), 12 V, 1.5 kOhm Voltage input (E1), 0...30 V, 9.5 kOhm, high state >= 4.5 V low state <= 1 V Volt-free contact input (E1), 12 V, 9.5 kOhm 3/4 wires sensors PNP/NPN without internal load <50 m X1Z2 terminal(s) 3/4 wires sensors PNP/NPN without internal load <50 m Y1Z2 terminal(s) 3/4 wires sensors PNP/NPN without internal load <50 m X1Z2 terminal(s) 3/4 wires sensors PNP/NPN without internal load <50 m Y1Z2 terminal(s) 3/4 wires sensors PNP/NPN without internal load <50 m X1Z2 terminal(s) 3/4 wires sensors PNP/NPN without internal load <50 m X2Z2 terminal(s)
| input current | 100000 mA permanent at 25 °C 300000 mA non repetitive < 3 s at 25 °C
| input frequency | 0.0017…20 Hz
| input type | Bit: 6 channel input Binary: 63 channel input Bit: 6 channel input Binary: 63 channel input Bit: 6 channel input Binary: 63 channel input Bit: 6 channel input Binary: 63 channel input Bit: 6 channel input Binary: 63 channel input Bit: 6 channel input Binary: 63 channel input Bit: 6 channel input Binary: 63 channel input Bit: 6 channel input Binary: 63 channel input
| input voltage | < 60 V X1Z2 terminal(s) < 60 V Y1Z2 terminal(s) < 60 V X1Z2 terminal(s) < 60 V Y1Z2 terminal(s) < 60 V X1Z2 terminal(s) < 60 V X2Z2 terminal(s)
| inrush current | 0.5 A 0.5 A 0.5 A 1 A 1 A 1 A 1 A 30 A 30 A 30 A 30 A 30 A 30 A 30 A 30 A
| installation direction | Upright indoor Sideways indoor Inverted indoor Upright outdoor Upright indoor Sideways indoor Inverted indoor Upright outdoor Upright indoor Sideways indoor Inverted indoor Upright outdoor Upright indoor Sideways indoor Inverted indoor Upright outdoor Upright indoor Sideways indoor Inverted indoor Upright outdoor Upright indoor Sideways indoor Inverted indoor Upright outdoor Upright indoor Sideways indoor Inverted indoor Upright outdoor
| installed device | Pt 100 probe cable length <= 10 m Pt 100 probe cable length <= 10 m Pt 100 probe cable length <= 10 m
| insulation | Between supply and measurement Galvanic insulation between supply and measurement Galvanic insulation between supply and measurement No galvanic insulation between supply and measurement Between supply and measurement Between supply and measurement Between supply and measurement Between supply and measurement Between supply and measurement Between supply and measurement Between supply and measurement Between supply and measurement Between supply and measurement Between supply and measurement Between supply and measurement Between supply and measurement Between supply and measurement Between supply and measurement
| insulation resistance | > 500 MOhm at 500 V DC conforming to IEC 60255-5 > 500 MOhm at 500 V DC conforming to IEC 60664-1 > 500 MOhm at 500 V DC conforming to IEC 60255-5 > 500 MOhm at 500 V DC conforming to IEC 60664-1 > 500 MOhm at 500 V DC conforming to IEC 60255-5 > 500 MOhm at 500 V DC conforming to IEC 60664-1 > 500 MOhm at 500 V DC conforming to IEC 60255-5 > 500 MOhm at 500 V DC conforming to IEC 60664-1 > 500 MOhm at 500 V DC conforming to IEC 60255-5 > 500 MOhm at 500 V DC conforming to IEC 60664-1 > 500 MOhm at 500 V DC conforming to IEC 60255-5 > 500 MOhm at 500 V DC conforming to IEC 60664-1 > 500 MOhm at 500 V DC conforming to IEC 60255-5 > 500 MOhm at 500 V DC conforming to IEC 60664-1 > 500 MOhm at 500 V DC conforming to IEC 60255-5 > 500 MOhm at 500 V DC conforming to IEC 60664-1 > 500 MOhm at 500 V DC conforming to IEC 60255-5 > 500 MOhm at 500 V DC conforming to IEC 60664-1 > 500 MOhm at 500 V DC conforming to IEC 60255-5 > 500 MOhm at 500 V DC conforming to IEC 60664-1 > 500 MOhm at 500 V DC conforming to IEC 60255-5 > 500 MOhm at 500 V DC conforming to IEC 60664-1 > 500 MOhm at 500 V DC conforming to IEC 60255-5 > 500 MOhm at 500 V DC conforming to IEC 60664-1 > 500 MOhm at 500 V DC conforming to IEC 60255-5 > 500 MOhm at 500 V DC conforming to IEC 60664-1 > 500 MOhm at 500 V DC conforming to IEC 60255-5 > 500 MOhm at 500 V DC conforming to IEC 60664-1 > 500 MOhm at 500 V DC between supply and relay output conforming to IEC 60255-5 > 500 MOhm at 500 V DC between measurement and relay output conforming to IEC 60664-1 > 1 MOhm at 500 V DC between supply and measurement conforming to IEC 60255-5 > 500 MOhm at 500 V DC between supply and relay output conforming to IEC 60664-1 > 500 MOhm at 500 V DC between measurement and relay output conforming to IEC 60255-5 > 1 MOhm at 500 V DC between supply and measurement conforming to IEC 60664-1 > 500 MOhm at 500 V DC between supply and relay output conforming to IEC 60255-5 > 500 MOhm at 500 V DC between measurement and relay output conforming to IEC 60664-1 > 1 MOhm at 500 V DC between supply and measurement conforming to IEC 60255-5 > 500 MOhm at 500 V DC between supply and relay output conforming to IEC 60664-1 > 500 MOhm at 500 V DC between measurement and relay output conforming to IEC 60255-5 > 1 MOhm at 500 V DC between supply and measurement conforming to IEC 60664-1 > 500 MOhm at 500 V DC between supply and relay output conforming to IEC 60255-5 > 500 MOhm at 500 V DC between measurement and relay output conforming to IEC 60664-1 > 1 MOhm at 500 V DC between supply and measurement conforming to IEC 60255-5 > 500 MOhm at 500 V DC between supply and relay output conforming to IEC 60664-1 > 500 MOhm at 500 V DC between measurement and relay output conforming to IEC 60255-5 > 1 MOhm at 500 V DC between supply and measurement conforming to IEC 60664-1 > 500 MOhm at 500 V DC between supply and relay output conforming to 60255-5 > 500 MOhm at 500 V DC between measurement and relay output conforming to 60664-1 > 1 MOhm at 500 V DC between supply and measurement conforming to 60255-5 > 500 MOhm at 500 V DC between supply and relay output conforming to 60664-1 > 500 MOhm at 500 V DC between measurement and relay output conforming to 60255-5 > 1 MOhm at 500 V DC between supply and measurement conforming to 60664-1 > 500 MOhm at 500 V DC between supply and relay output conforming to IEC 60255-5 > 500 MOhm at 500 V DC between measurement and relay output conforming to IEC 60664-1 > 1 MOhm at 500 V DC between supply and measurement conforming to IEC 60255-5 > 500 MOhm at 500 V DC between supply and relay output conforming to IEC 60664-1 > 500 MOhm at 500 V DC between measurement and relay output conforming to IEC 60255-5 > 1 MOhm at 500 V DC between supply and measurement conforming to IEC 60664-1 > 500 MOhm at 500 V DC between supply and relay output conforming to IEC 60255-5 > 500 MOhm at 500 V DC between measurement and relay output conforming to IEC 60664-1 > 1 MOhm at 500 V DC between supply and measurement conforming to IEC 60255-5 > 500 MOhm at 500 V DC between supply and relay output conforming to IEC 60664-1 > 500 MOhm at 500 V DC between measurement and relay output conforming to IEC 60255-5 > 1 MOhm at 500 V DC between supply and measurement conforming to IEC 60664-1 > 500 MOhm at 500 V DC between supply and relay output conforming to IEC 60255-5 > 500 MOhm at 500 V DC between measurement and relay output conforming to IEC 60664-1 > 1 MOhm at 500 V DC between supply and measurement conforming to IEC 60255-5 > 500 MOhm at 500 V DC between supply and relay output conforming to IEC 60664-1 > 500 MOhm at 500 V DC between measurement and relay output conforming to IEC 60255-5 > 1 MOhm at 500 V DC between supply and measurement conforming to IEC 60664-1 > 500 MOhm at 500 V DC between supply and relay output conforming to IEC 60255-5 > 500 MOhm at 500 V DC between measurement and relay output conforming to IEC 60664-1 > 1 MOhm at 500 V DC between supply and measurement conforming to IEC 60255-5 > 500 MOhm at 500 V DC between supply and relay output conforming to IEC 60664-1 > 500 MOhm at 500 V DC between measurement and relay output conforming to IEC 60255-5 > 1 MOhm at 500 V DC between supply and measurement conforming to IEC 60664-1 > 500 MOhm at 500 V DC between supply and relay output conforming to IEC 60255-5 > 500 MOhm at 500 V DC between measurement and relay output conforming to IEC 60664-1 > 1 MOhm at 500 V DC between supply and measurement conforming to IEC 60255-5 > 500 MOhm at 500 V DC between supply and relay output conforming to IEC 60664-1 > 500 MOhm at 500 V DC between measurement and relay output conforming to IEC 60255-5 > 1 MOhm at 500 V DC between supply and measurement conforming to IEC 60664-1 > 500 MOhm at 500 V DC between supply and relay output conforming to IEC 60255-5 > 500 MOhm at 500 V DC between measurement and relay output conforming to IEC 60664-1 > 1 MOhm at 500 V DC between supply and measurement conforming to IEC 60255-5 > 500 MOhm at 500 V DC between supply and relay output conforming to IEC 60664-1 > 500 MOhm at 500 V DC between measurement and relay output conforming to IEC 60255-5 > 1 MOhm at 500 V DC between supply and measurement conforming to IEC 60664-1 > 500 MOhm at 500 V DC conforming to IEC 60255-5 > 500 MOhm at 500 V DC conforming to IEC 60664-1 > 500 MOhm at 500 V DC between supply and relay output conforming to IEC 60255-5 > 500 MOhm at 500 V DC between measurement and relay output conforming to IEC 60664-1 > 1 MOhm at 500 V DC between supply and measurement conforming to IEC 60255-5 > 500 MOhm at 500 V DC between supply and relay output conforming to IEC 60664-1 > 500 MOhm at 500 V DC between measurement and relay output conforming to IEC 60255-5 > 1 MOhm at 500 V DC between supply and measurement conforming to IEC 60664-1 > 500 MOhm at 500 V DC between supply and relay output conforming to IEC 60255-5 > 500 MOhm at 500 V DC between measurement and relay output conforming to IEC 60664-1 > 1 MOhm at 500 V DC between supply and measurement conforming to IEC 60255-5 > 500 MOhm at 500 V DC between supply and relay output conforming to IEC 60664-1 > 500 MOhm at 500 V DC between measurement and relay output conforming to IEC 60255-5 > 1 MOhm at 500 V DC between supply and measurement conforming to IEC 60664-1 > 500 MOhm at 500 V DC between supply and relay output conforming to IEC 60255-5 > 500 MOhm at 500 V DC between measurement and relay output conforming to IEC 60664-1 > 1 MOhm at 500 V DC between supply and measurement conforming to IEC 60255-5 > 500 MOhm at 500 V DC between supply and relay output conforming to IEC 60664-1 > 500 MOhm at 500 V DC between measurement and relay output conforming to IEC 60255-5 > 1 MOhm at 500 V DC between supply and measurement conforming to IEC 60664-1 > 500 MOhm at 500 V DC between supply and relay output conforming to IEC 60255-5 > 500 MOhm at 500 V DC between measurement and relay output conforming to IEC 60664-1 > 1 MOhm at 500 V DC between supply and measurement conforming to IEC 60255-5 > 500 MOhm at 500 V DC between supply and relay output conforming to IEC 60664-1 > 500 MOhm at 500 V DC between measurement and relay output conforming to IEC 60255-5 > 1 MOhm at 500 V DC between supply and measurement conforming to IEC 60664-1 > 500 MOhm at 500 V DC between supply and relay output conforming to IEC 60255-5 > 500 MOhm at 500 V DC between measurement and relay output conforming to IEC 60664-1 > 1 MOhm at 500 V DC between supply and measurement conforming to IEC 60255-5 > 500 MOhm at 500 V DC between supply and relay output conforming to IEC 60664-1 > 500 MOhm at 500 V DC between measurement and relay output conforming to IEC 60255-5 > 1 MOhm at 500 V DC between supply and measurement conforming to IEC 60664-1 > 500 MOhm at 500 V DC conforming to IEC 60255-5 > 500 MOhm at 500 V DC conforming to IEC 60664-1 > 500 MOhm at 500 V DC conforming to IEC 60255-5 > 500 MOhm at 500 V DC conforming to IEC 60664-1 > 100 MOhm at 500 V DC conforming to IEC 60255-27 > 100 MOhm at 500 V DC conforming to IEC 60255-27 > 100 MOhm at 500 V DC conforming to IEC 60255-27 > 100 MOhm at 500 V DC conforming to IEC 60255-27 > 100 MOhm at 500 V DC conforming to IEC 60255-27 > 100 MOhm at 500 V DC conforming to IEC 60255-27 > 100 MOhm at 500 V DC conforming to IEC 60255-27 > 100 MOhm at 500 V DC conforming to IEC 60255-27 > 100 MOhm at 500 V DC conforming to IEC 60255-27 > 100 MOhm at 500 V DC conforming to IEC 60255-27 > 100 MOhm at 500 V DC conforming to IEC 60255-27 > 100 MOhm at 500 V DC conforming to IEC 60255-27 > 100 MOhm at 500 V DC conforming to IEC 60255-27 > 100 MOhm at 500 V DC conforming to IEC 60255-27 > 100 MOhm at 500 V DC conforming to IEC 60255-27 > 100 MOhm at 500 V DC conforming to IEC 60255-27 > 100 MOhm at 500 V DC conforming to IEC 60255-27 > 100 MOhm at 500 V DC conforming to IEC 60255-27 > 100 MOhm at 500 V DC conforming to IEC 60255-27 > 100 MOhm at 500 V DC conforming to IEC 60255-27 > 100 MOhm at 500 V DC conforming to IEC 60255-27 > 100 MOhm at 500 V DC conforming to IEC 60255-27 > 100 MOhm at 500 V DC conforming to IEC 60255-27 100 MOhm at 500 V DC conforming to IEC 60664-1 100 MOhm at 500 V DC conforming to IEC 60664-1 100 MOhm at 500 V DC conforming to IEC 60664-1 100 MOhm at 500 V DC conforming to IEC 60664-1 100 MOhm at 500 V DC conforming to IEC 60664-1 100 MOhm at 500 V DC conforming to IEC 60664-1 100 MOhm at 500 V DC conforming to IEC 60664-1 100 MOhm at 500 V DC conforming to IEC 60664-1 100 MOhm at 500 V DC conforming to IEC 60664-1 100 MOhm at 500 V DC conforming to IEC 60664-1 100 MOhm at 500 V DC conforming to IEC 60664-1 100 MOhm at 500 V DC conforming to IEC 60664-1 100 MOhm at 500 V DC conforming to IEC 60664-1 100 MOhm at 500 V DC conforming to IEC 60664-1 100 MOhm at 500 V DC conforming to IEC 60664-1 100 MOhm at 500 V DC conforming to IEC 60664-1 100 MOhm at 500 V DC conforming to IEC 60664-1 100 MOhm at 500 V DC conforming to IEC 60664-1 100 MOhm at 500 V DC conforming to IEC 60664-1 100 MOhm at 500 V DC conforming to IEC 60664-1 100 MOhm at 500 V DC conforming to IEC 60664-1 100 MOhm at 500 V DC conforming to IEC 60664-1 100 MOhm at 500 V DC conforming to IEC 60664-1 100 MOhm at 500 V DC conforming to IEC 60664-1 100 MOhm at 500 V DC conforming to IEC 60664-1 100 MOhm at 500 V DC conforming to IEC 60664-1 100 MOhm at 500 V DC conforming to IEC 60664-1 100 MOhm at 500 V DC conforming to IEC 60664-1 100 MOhm at 500 V DC conforming to IEC 60664-1 100 MOhm at 500 V DC conforming to IEC 60664-1 100 MOhm at 500 V DC conforming to IEC 60664-1 100 MOhm at 500 V DC conforming to IEC 60664-1 100 MOhm at 500 V DC conforming to IEC 60664-1 100 MOhm at 500 V DC conforming to IEC 60664-1 100 MOhm at 500 V DC conforming to IEC 60664-1 100 MOhm at 500 V DC conforming to IEC 60664-1 100 MOhm at 500 V DC conforming to IEC 60664-1 100 MOhm at 500 V DC conforming to IEC 60664-1 100 MOhm at 500 V DC conforming to IEC 60664-1 100 MOhm at 500 V DC conforming to IEC 60664-1 100 MOhm at 500 V DC conforming to IEC 60664-1 100 MOhm at 500 V DC conforming to IEC 60664-1 100 MOhm at 500 V DC conforming to IEC 60664-1 100 MOhm at 500 V DC conforming to IEC 60664-1 100 MOhm at 500 V DC conforming to IEC 60664-1 100 MOhm at 500 V DC conforming to IEC 60664-1 100 MOhm at 500 V DC conforming to IEC 60664-1 100 MOhm at 500 V DC conforming to IEC 60664-1 100 MOhm at 500 V DC conforming to IEC 60664-1 100 MOhm at 500 V DC conforming to IEC 60664-1 > 500 MOhm conforming to IEC 60664-1 at 500 V DC > 500 MOhm conforming to IEC 60255-5 at 500 V DC
| internal input resistance | 0.1 Ohm 2.5 Ohm 0.5 Ohm 0.5 Ohm 2.5 Ohm 0.1 Ohm 0.015 Ohm 0.005 Ohm 0.05 Ohm 0.005 Ohm 0.015 Ohm 0.05 Ohm 33 Ohm 10 Ohm 1 Ohm 1 Ohm 33 Ohm 10 Ohm 10 Ohm 1 Ohm 33 Ohm 33 Ohm 10 Ohm 1 Ohm 1 Ohm 10 Ohm 33 Ohm 10 Ohm 33 Ohm 1 Ohm 1 Ohm 10 Ohm 33 Ohm 0.02 Ohm 0.06 Ohm 0.006 Ohm 0.02 Ohm 0.06 Ohm 0.006 Ohm 0.06 Ohm 0.006 Ohm 0.02 Ohm 0.02 Ohm 0.006 Ohm 0.06 Ohm 43000 Ohm 6600 Ohm 71000 Ohm 71000 Ohm 6600 Ohm 43000 Ohm 6600 Ohm 43000 Ohm 71000 Ohm 23000 Ohm 112000 Ohm 225000 Ohm 23000 Ohm 112000 Ohm 225000 Ohm 112000 Ohm 23000 Ohm 225000 Ohm 1111000 Ohm 11110000 Ohm 668000 Ohm 668000 Ohm 1111000 Ohm 11110000 Ohm 11110000 Ohm 668000 Ohm 1111000 Ohm 43000 Ohm 6600 Ohm 71000 Ohm 71000 Ohm 43000 Ohm 6600 Ohm 71000 Ohm 43000 Ohm 6600 Ohm 43000 Ohm 71000 Ohm 6600 Ohm 112000 Ohm 23000 Ohm 225000 Ohm 112000 Ohm 225000 Ohm 23000 Ohm 112000 Ohm 225000 Ohm 23000 Ohm 225000 Ohm 112000 Ohm 23000 Ohm 1111000 Ohm 668000 Ohm 11110000 Ohm 1111000 Ohm 11110000 Ohm 668000 Ohm 11110000 Ohm 1111000 Ohm 668000 Ohm 668000 Ohm 1111000 Ohm 11110000 Ohm
| kit composition | Plastic fixing plate Aluminium support tube Cover Base unit Base unit Aluminium support tube Cover Plastic fixing plate Cover Aluminium support tube Plastic fixing plate Base unit Cover Aluminium support tube Base unit Plastic fixing plate Aluminium support tube Plastic fixing plate Cover Base unit Plastic fixing plate Cover Base unit Aluminium support tube Cover Plastic fixing plate Aluminium support tube Base unit Plastic fixing plate Aluminium support tube Cover Base unit Plastic fixing plate Aluminium support tube Cover Base unit Plastic fixing plate Cover Base unit Aluminium support tube Cover Aluminium support tube Plastic fixing plate Base unit Plastic fixing plate Base unit Aluminium support tube Cover Cover Plastic fixing plate Aluminium support tube Base unit Cover Base unit Plastic fixing plate Aluminium support tube Aluminium support tube Cover Plastic fixing plate Base unit Base unit Aluminium support tube Cover Plastic fixing plate Base unit Plastic fixing plate Cover Aluminium support tube Cover Plastic fixing plate Aluminium support tube Base unit Aluminium support tube Cover Plastic fixing plate Base unit Aluminium support tube Base unit Cover Plastic fixing plate Plastic fixing plate Aluminium support tube Cover Base unit Base unit Cover Aluminium support tube Plastic fixing plate Plastic fixing plate Aluminium support tube Cover Base unit Aluminium support tube Base unit Plastic fixing plate Cover Cover Base unit Plastic fixing plate Aluminium support tube Plastic fixing plate Cover Aluminium support tube Base unit Aluminium support tube Base unit Plastic fixing plate Cover Cover Aluminium support tube Plastic fixing plate Base unit
| length | 100 mm 100 mm 100 mm 100 mm 100 mm 100 mm 100 mm
| load current | 6 A at 250 V AC 0.5 mm mounting distance 6 A at 250 V AC 0.5 mm mounting distance 6 A at 250 V AC 0.5 mm mounting distance 6 A at 250 V AC 0.5 mm mounting distance 6 A at 250 V AC 0.5 mm mounting distance 6 A at 250 V AC 0.5 mm mounting distance 6 A at 250 V AC 0.5 mm mounting distance 6 A at 250 V AC 0.5 mm mounting distance 6 A at 250 V AC 0.5 mm mounting distance 6 A at 250 V AC 0.5 mm mounting distance 6 A at 250 V AC 0.5 mm mounting distance 6 A at 250 V AC 0.5 mm mounting distance 6 A at 250 V AC 0.5 mm mounting distance 6 A at 250 V AC 0.5 mm mounting distance 6 A at 250 V AC 0.5 mm mounting distance 6 A at 250 V AC 0.5 mm mounting distance 6 A at 250 V AC 0.5 mm mounting distance 6 A at 250 V AC 0.5 mm mounting distance
| local signalling | LED (green) for power ON LED (yellow) for relay ON LED (green) for power ON LED (yellow) for relay ON LED (green) for power ON LED (yellow) for relay ON LED (yellow) for relay ON LED (yellow) for relay ON LED (green) for power ON LED (yellow) for relay ON LED (green) for power ON LED (yellow) for relay ON LED (green) for power ON LED (yellow) for relay ON LED (green) for power ON LED (yellow) for relay ON LED (green)power ON: LED (yellow)relay ON: LED (green) for power ON LED (yellow) for relay ON LED (green) for power ON LED (yellow) for relay ON LED (green) for power ON LED (yellow) for relay ON LED (green) for power ON LED (yellow) for relay ON 1 LED green for power ON 1 LED yellow for correct temperature (high R1) 1 LED yellow for correct temperature (low R2) 1 LED green for power ON 1 LED yellow for correct temperature (high R1) 1 LED yellow for correct temperature (low R2) 1 LED green for power ON 1 LED yellow for correct temperature (high R1)/(low R2) 1 LED yellow for phases of relay 1 LED green for power ON 1 LED yellow for correct frequency (high R1) 1 LED yellow for correct frequency (low R2) LED (green) for power ON LED (yellow) for relay ON LED (green) for power ON LED (yellow) for relay ON LED (yellow) for relay ON LED (green) for power ON LED (yellow) for timer ON LED (yellow) for relay ON LED (green) for power ON LED (yellow) for timer ON LED (green) for power ON LED (yellow) for relay ON LED (yellow) for fault LED (green) for power ON LED (yellow) for phase of relay (R2) LED (yellow) for temperature of relay (R1) LED (green) for power ON LED (yellow) for phase of relay (R2) LED (yellow) for temperature of relay (R1) LED (green) for power ON LED (yellow) for relay ON LED (green) for power ON LED (yellow) for relay ON LED (green) for power ON LED (yellow) for relay ON LED (green) for power ON LED (yellow) for relay ON LED (green) for power ON LED (yellow) for relay ON LED Un: (steady), green for power ON LED R1: (steady), amber for relay energised LED R1: (blinking), amber for timing in progress LED R2: (steady), amber for relay energised LED R2: (blinking), amber for timing in progress LED PL: (steady), red for alarm phase failure triggered LED PS: (blinking), red for alarm phase sequence failure triggered LED UV: (steady), red for alarm undervoltage failure triggered LED OV: (blinking), red for alarm overvoltage failure triggered LED UF: (steady), red for alarm underfrequency failure triggered LED OF: (blinking), red for alarm overfrequency failure triggered LED ASYM: (steady), red for alarm asymmentry failure triggered LED indicator for on steady: relay energised, no timing in progress LED indicator for flashing: timing in progress 80 % ON and 20 % OFF LED indicator for pulsing: relay de-energised, no timing in progress (except function Di-D, Li-L) 5 % ON and 95 % OFF LED indicator for on steady: relay energised, no timing in progress LED indicator for flashing: timing in progress 80 % ON and 20 % OFF LED indicator for pulsing: relay de-energised, no timing in progress (except function Di-D, Li-L) 5 % ON and 95 % OFF LED indicator for on steady: relay energised, no timing in progress LED indicator for flashing: timing in progress 80 % ON and 20 % OFF LED indicator for pulsing: relay de-energised, no timing in progress (except function Di-D, Li-L) 5 % ON and 95 % OFF LED indicator for on steady: relay energised, no timing in progress LED indicator for flashing: timing in progress 80 % ON and 20 % OFF LED indicator for pulsing: relay de-energised, no timing in progress (except function Di-D, Li-L) 5 % ON and 95 % OFF LED indicator for on steady: relay energised, no timing in progress LED indicator for flashing: timing in progress 80 % ON and 20 % OFF LED indicator for on steady: relay energised, no timing in progress LED indicator for flashing: timing in progress 80 % ON and 20 % OFF LED indicator for on steady: relay energised, no timing in progress LED indicator for flashing: timing in progress 80 % ON and 20 % OFF LED indicator for pulsing: relay de-energised, no timing in progress (except function Di-D, Li-L) 5 % ON and 95 % OFF LED indicator for on steady: relay energised, no timing in progress LED indicator for flashing: timing in progress 80 % ON and 20 % OFF LED indicator for pulsing: relay de-energised, no timing in progress (except function Di-D, Li-L) 5 % ON and 95 % OFF LED indicator for on steady: relay energised, no timing in progress LED indicator for flashing: timing in progress 80 % ON and 20 % OFF LED indicator for pulsing: relay de-energised, no timing in progress (except function Di-D, Li-L) 5 % ON and 95 % OFF LED indicator for on steady: relay energised, no timing in progress LED indicator for flashing: timing in progress 80 % ON and 20 % OFF LED indicator for pulsing: relay de-energised, no timing in progress (except function Di-D, Li-L) 5 % ON and 95 % OFF LED indicator for on steady: relay energised, no timing in progress LED indicator for flashing: timing in progress 80 % ON and 20 % OFF LED indicator for pulsing: relay de-energised, no timing in progress (except function Di-D, Li-L) 5 % ON and 95 % OFF LED indicator for on steady: relay energised, no timing in progress LED indicator for flashing: timing in progress 80 % ON and 20 % OFF LED indicator for pulsing: relay de-energised, no timing in progress (except function Di-D, Li-L) 5 % ON and 95 % OFF 1 LED (yellow) for output relay state LED indicator (green) for flashing: relay energised timing in progress LED indicator (green) for on steady: relay energised, no timing in progress 1 LED (yellow) for output relay state LED indicator (green) for flashing: relay energised timing in progress LED indicator (green) for on steady: relay energised, no timing in progress 1 LED (yellow) for output relay state LED indicator (green) for flashing: relay energised timing in progress LED indicator (green) for on steady: relay energised, no timing in progress 1 LED (yellow) for output relay state LED indicator (green) for flashing: relay energised timing in progress LED indicator (green) for on steady: relay energised, no timing in progress 1 LED (red) for output in operation 1 LED (yellow) for power ON 1 LED (red) for output in operation 1 LED (yellow) for power ON 1 LED (red) for output in operation 1 LED (yellow) for power ON 1 LED (red) for output in operation 1 LED (yellow) for power ON 1 LED (red) for output in operation 1 LED (yellow) for power ON 1 LED (red) for output in operation 1 LED (yellow) for power ON 1 LED (red) for output in operation 1 LED (yellow) for power ON 1 LED (red) for output in operation 1 LED (yellow) for power ON 1 LED (red) for output in operation 1 LED (yellow) for power ON 1 LED (red) for output in operation 1 LED (yellow) for power ON LED (green)power ON: LED (green)power ON: LED (green)power ON: LED (green)power ON: LED (green)power ON: LED (green)power ON: LED (green)power ON: LED (green)power ON: LED (green)power ON: LED (green)power ON: LED (green)power ON: LED (green)power ON: LED (green)power ON: LED (green)power ON: LED (green)power ON: LED (green)power ON: LED (green)power ON: LED (green)power ON:
| luminance | 650 cd/m² for incandescent bulb unit 650 cd/m² for incandescent bulb unit 650 cd/m² for incandescent bulb unit 650 cd/m² for incandescent bulb unit 650 cd/m² for incandescent bulb unit 640 cd/m² 640 cd/m² 640 cd/m² 640 cd/m² 640 cd/m² 800 cd/m² 800 cd/m² 800 cd/m² 800 cd/m² 800 cd/m² 800 cd/m² 800 cd/m² 800 cd/m² 800 cd/m² 800 cd/m² 800 cd/m² 800 cd/m² 800 cd/m² 800 cd/m² 800 cd/m²
| marking | CE : 73/23/EEC CE : EMC 89/336/EEC CE CE CE CE CE CE CE : EMC 89/336/EEC CE : 73/23/EEC CE : EMC 89/336/EEC CE : 73/23/EEC CE : EMC 89/336/EEC CE : 73/23/EEC CE : EMC 89/336/EEC CE : 73/23/EEC CE : 73/23/EEC CE : EMC 89/336/EEC CE : EMC 89/336/EEC CE : 73/23/EEC CE : EMC 89/336/EEC CE : 73/23/EEC CE : 73/23/EEC CE : EMC 89/336/EEC CE : EMC 89/336/EEC CE : 73/23/EEC CE : EMC 89/336/EEC CE : 73/23/EEC CE CE CE CE CE CE CE CE CE CE CE CE CE CE CE CE CE CE CE CE CE CE CE CE CE CE CE CE CE CE CE CE CE CE CE CE CE CE CE CE CE CE CE CE CE CE CE CE CE CE CE CE CE CE CE CE CE CE CE CE CE CE CE CE CE CE CE CE CE CE CE CE CE CE CE CE CE CE CE CE CE CE CE CE CE CE CE CE CE CE CE CE CE CE CE CE CE CE CE CE CE CE CE CE CE CE CE CE CE CE CE CE CE CE CE CE CE CE CE CE CE CE CE CE CE CE CE CE CE CE CE CE CE CE CE CE CE CE CE : LVD 73/23/EEC CE : EMC 89/336/EEC CE : LVD 73/23/EEC CE : EMC 89/336/EEC CE : LVD 73/23/EEC CE : EMC 89/336/EEC CE : LVD 73/23/EEC CE : EMC 89/336/EEC CE : LVD 73/23/EEC CE : EMC 89/336/EEC CE : EMC 89/336/EEC CE : LVD 73/23/EEC CE : EMC 89/336/EEC CE : LVD 73/23/EEC CE : EMC 89/336/EEC CE : LVD 73/23/EEC CE : LVD 73/23/EEC CE : EMC 89/336/EEC CE : EMC 89/336/EEC CE : LVD 73/23/EEC CE : LVD 73/23/EEC CE : EMC 89/336/EEC CE : LVD 73/23/EEC CE : EMC 89/336/EEC CE : LVD 73/23/EEC CE : EMC 89/336/EEC CE CE CE CE CE CE CE CE CE CE CE CE CE : EMC 89/336/EEC CE : LVD 73/23/EEC CE : LVD 73/23/EEC CE : EMC 89/336/EEC CE : EMC 89/336/EEC CE : LVD 73/23/EEC CE : LVD 73/23/EEC CE : EMC 89/336/EEC CE : EMC 89/336/EEC CE : LVD 73/23/EEC CE : LVD 73/23/EEC CE : EMC 89/336/EEC CE : EMC 89/336/EEC CE : LVD 73/23/EEC CE : EMC 89/336/EEC CE : LVD 73/23/EEC CE : LVD 73/23/EEC CE : EMC 89/336/EEC CE CE CE CE CE CE CE CE CE CE CE CE CE CE CE CE CE CE CE CE CE CE CE CE CE CE CE CE CE CE CE CE CE CE CE CE CE CE CE CE CE CE CE CE CE CE CE CE CE CE CE CE CE CE CE CE CE CE CE CE CE CE CE CE CE CE CE CE CE CE CE CE CE CE CE CE
| material | PC (polycarbonate): lenses PBT (polybutylene terephthalate) + PC (polycarbonate): body EPDM (ethylene propylene diene monomer): base PC (polycarbonate): lenses PBT (polybutylene terephthalate) + PC (polycarbonate): body EPDM (ethylene propylene diene monomer): base PC (polycarbonate): lenses PBT (polybutylene terephthalate) + PC (polycarbonate): body EPDM (ethylene propylene diene monomer): base PC (polycarbonate): lenses PBT (polybutylene terephthalate) + PC (polycarbonate): body EPDM (ethylene propylene diene monomer): base PC (polycarbonate): lenses PBT (polybutylene terephthalate) + PC (polycarbonate): body EPDM (ethylene propylene diene monomer): base PC (polycarbonate): lenses PBT (polybutylene terephthalate) + PC (polycarbonate): body EPDM (ethylene propylene diene monomer): base PC (polycarbonate): lenses PBT (polybutylene terephthalate) + PC (polycarbonate): body EPDM (ethylene propylene diene monomer): base PC (polycarbonate): body PC (polycarbonate): back cover TPE (thermoplastic elastomer): front panel NBR (nitrile butadiene rubber) PC (polycarbonate): body PC (polycarbonate): back cover TPE (thermoplastic elastomer): front panel NBR (nitrile butadiene rubber) PC (polycarbonate): body PC (polycarbonate): back cover TPE (thermoplastic elastomer): front panel NBR (nitrile butadiene rubber) PC (polycarbonate): body PC (polycarbonate): back cover TPE (thermoplastic elastomer): front panel NBR (nitrile butadiene rubber) PC (polycarbonate): body PC (polycarbonate): back cover TPE (thermoplastic elastomer): front panel NBR (nitrile butadiene rubber) PC (polycarbonate): body PC (polycarbonate): back cover TPE (thermoplastic elastomer): front panel NBR (nitrile butadiene rubber) PC (polycarbonate): body PC (polycarbonate): back cover TPE (thermoplastic elastomer): front panel NBR (nitrile butadiene rubber) PC (polycarbonate): body PC (polycarbonate): back cover TPE (thermoplastic elastomer): front panel NBR (nitrile butadiene rubber) PC: body PC: body PC: body ASA (Acrylonitrile Styrene Acrylate): front ASA (Acrylonitrile Styrene Acrylate): back PC (polycarbonate): back cover PC (polycarbonate): back cover PC (polycarbonate)/ABS (acrylonitrile butadiene-styrene): front PC (polycarbonate)/ABS (acrylonitrile butadiene-styrene): back PC (polycarbonate): back cover PC (polycarbonate)/ABS (acrylonitrile butadiene-styrene): front PC (polycarbonate)/ABS (acrylonitrile butadiene-styrene): back ABS (acrylonitrile butadiene-styrene): body PC (polycarbonate): terminal cover ABS (acrylonitrile butadiene-styrene): body PC (polycarbonate): terminal cover ABS (acrylonitrile butadiene-styrene): body PC (polycarbonate): terminal cover ABS (acrylonitrile butadiene-styrene): body PC (polycarbonate): terminal cover PC (polycarbonate): terminal cover PC (polycarbonate)/ABS (acrylonitrile butadiene-styrene): body PC (polycarbonate): terminal cover PC (polycarbonate)/ABS (acrylonitrile butadiene-styrene): body PC (polycarbonate): terminal cover PC (polycarbonate)/ABS (acrylonitrile butadiene-styrene): body PC (polycarbonate): terminal cover PC (polycarbonate)/ABS (acrylonitrile butadiene-styrene): body Glass reinforced polyamide: base unit Polycarbonate: cover unit Glass reinforced polyamide: base unit Polycarbonate: cover unit Glass reinforced polyamide: base unit Polycarbonate: illuminated unit Glass reinforced polyamide: base unit Polycarbonate: illuminated unit Glass reinforced polyamide: base unit Polycarbonate: illuminated unit Glass reinforced polyamide: base unit Polycarbonate: illuminated unit Glass reinforced polyamide: base unit Polycarbonate: cover Polycarbonate: illuminated unit Glass reinforced polyamide: base unit Polycarbonate: cover Polycarbonate: illuminated unit Glass reinforced polyamide: base unit Polycarbonate: cover Polycarbonate: illuminated unit Glass reinforced polyamide: base unit Polycarbonate: cover Polycarbonate: illuminated unit Glass reinforced polyamide: base unit Polycarbonate: cover Polycarbonate: illuminated unit Glass reinforced polyamide: base unit Polycarbonate: cover Polycarbonate: illuminated unit Glass reinforced polyamide: base unit Polycarbonate: cover Polycarbonate: illuminated unit Glass reinforced polyamide: base unit Polycarbonate: cover Polycarbonate: illuminated unit Glass reinforced polyamide: base unit Polycarbonate: cover Polycarbonate: illuminated unit Glass reinforced polyamide: base unit Polycarbonate: cover Polycarbonate: illuminated unit Glass reinforced polyamide: base unit Polycarbonate: cover Polycarbonate: illuminated unit Glass reinforced polyamide: base unit Polycarbonate: cover Polycarbonate: illuminated unit Glass reinforced polyamide: base unit Polycarbonate: cover Polycarbonate: illuminated unit Glass reinforced polyamide: base unit Polycarbonate: cover Polycarbonate: illuminated unit Glass reinforced polyamide: base unit Polycarbonate: cover Polycarbonate: illuminated unit Glass reinforced polyamide: base unit Polycarbonate: cover Polycarbonate: illuminated unit
| maximum [Ie] rated operational current | 2 A DC-13 24 V at 70 °C conforming to IEC 60947-5-1/1991/VDE 0660 0.1 A DC-13 250 V at 70 °C conforming to IEC 60947-5-1/1991/VDE 0660 0.2 A DC-13 115 V at 70 °C conforming to IEC 60947-5-1/1991/VDE 0660 3 A AC-15 at 70 °C conforming to IEC 60947-5-1/1991/VDE 0660 2 A DC-13 24 V at 70 °C conforming to IEC 60947-5-1/1991/VDE 0660 0.1 A DC-13 250 V at 70 °C conforming to IEC 60947-5-1/1991/VDE 0660 0.2 A DC-13 115 V at 70 °C conforming to IEC 60947-5-1/1991/VDE 0660 3 A AC-15 at 70 °C conforming to IEC 60947-5-1/1991/VDE 0660 2 A DC-13 24 V at 70 °C conforming to IEC 60947-5-1/1991/VDE 0660 0.1 A DC-13 250 V at 70 °C conforming to IEC 60947-5-1/1991/VDE 0660 0.2 A DC-13 115 V at 70 °C conforming to IEC 60947-5-1/1991/VDE 0660 3 A AC-15 at 70 °C conforming to IEC 60947-5-1/1991/VDE 0660 2 A DC-13 24 V at 70 °C conforming to IEC 60947-5-1/1991/VDE 0660 0.1 A DC-13 250 V at 70 °C conforming to IEC 60947-5-1/1991/VDE 0660 0.2 A DC-13 115 V at 70 °C conforming to IEC 60947-5-1/1991/VDE 0660 3 A AC-15 at 70 °C conforming to IEC 60947-5-1/1991/VDE 0660 2 A DC-13 24 V at 70 °C conforming to IEC 60947-5-1/1991/VDE 0660 0.1 A DC-13 250 V at 70 °C conforming to IEC 60947-5-1/1991/VDE 0660 0.2 A DC-13 115 V at 70 °C conforming to IEC 60947-5-1/1991/VDE 0660 3 A AC-15 at 70 °C conforming to IEC 60947-5-1/1991/VDE 0660 2 A DC-13 24 V at 70 °C conforming to IEC 60947-5-1/1991/VDE 0660 0.1 A DC-13 250 V at 70 °C conforming to IEC 60947-5-1/1991/VDE 0660 0.2 A DC-13 115 V at 70 °C conforming to IEC 60947-5-1/1991/VDE 0660 3 A AC-15 at 70 °C conforming to IEC 60947-5-1/1991/VDE 0660 2 A DC-13 24 V at 70 °C conforming to IEC 60947-5-1/1991/VDE 0660 0.1 A DC-13 250 V at 70 °C conforming to IEC 60947-5-1/1991/VDE 0660 0.2 A DC-13 115 V at 70 °C conforming to IEC 60947-5-1/1991/VDE 0660 3 A AC-15 at 70 °C conforming to IEC 60947-5-1/1991/VDE 0660 2 A DC-13 24 V at 70 °C conforming to IEC 60947-5-1/1991/VDE 0660 0.1 A DC-13 250 V at 70 °C conforming to IEC 60947-5-1/1991/VDE 0660 0.2 A DC-13 115 V at 70 °C conforming to IEC 60947-5-1/1991/VDE 0660 3 A AC-15 at 70 °C conforming to IEC 60947-5-1/1991/VDE 0660 2 A DC-13 24 V at 70 °C conforming to IEC 60947-5-1/1991 2 A DC-13 24 V at 70 °C conforming to VDE 0660 3 A AC-15 24 V at 70 °C conforming to IEC 60947-5-1/1991 3 A AC-15 24 V at 70 °C conforming to VDE 0660 0.1 A DC-13 250 V at 70 °C conforming to IEC 60947-5-1/1991 0.1 A DC-13 250 V at 70 °C conforming to VDE 0660 0.2 A DC-13 115 V at 70 °C conforming to IEC 60947-5-1/1991 0.2 A DC-13 115 V at 70 °C conforming to VDE 0660 2 A DC-13 24 V at 70 °C conforming to IEC 60947-5-1/1991 2 A DC-13 24 V at 70 °C conforming to VDE 0660 3 A AC-15 24 V at 70 °C conforming to IEC 60947-5-1/1991 3 A AC-15 24 V at 70 °C conforming to VDE 0660 0.1 A DC-13 250 V at 70 °C conforming to IEC 60947-5-1/1991 0.1 A DC-13 250 V at 70 °C conforming to VDE 0660 0.2 A DC-13 115 V at 70 °C conforming to IEC 60947-5-1/1991 0.2 A DC-13 115 V at 70 °C conforming to VDE 0660 2 A DC-13 24 V at 70 °C conforming to IEC 60947-5-1/1991 2 A DC-13 24 V at 70 °C conforming to VDE 0660 3 A AC-15 24 V at 70 °C conforming to IEC 60947-5-1/1991 3 A AC-15 24 V at 70 °C conforming to VDE 0660 0.1 A DC-13 250 V at 70 °C conforming to IEC 60947-5-1/1991 0.1 A DC-13 250 V at 70 °C conforming to VDE 0660 0.2 A DC-13 115 V at 70 °C conforming to IEC 60947-5-1/1991 0.2 A DC-13 115 V at 70 °C conforming to VDE 0660
| maximum cable capacity | 0 mF 0 mF 0 mF 0 mF 0 mF 0 mF 0 mF 0 mF 0 mF
| maximum cable distance between devices | 100 m 100 m 1000 m between probe and delay 1000 m between probe and delay 1000 m between probe and delay 1000 m between probe and delay 1000 m 1000 m 1000 m 1000 m 1000 m 100 m 100 m 100 m 100 m
| maximum electrode current | 1 mA 1 mA 1 mA 1 mA 1 mA 1 mA 1 mA 1 mA 1 mA 1 mA 1 mA 1 mA 1 mA
| maximum electrode voltage | 12 V AC 12 V AC 12 V AC 12 V AC 24 V AC 24 V AC 24 V AC 24 V AC 24 V AC 24 V AC 24 V AC 24 V AC 24 V AC
| maximum input frequency | 70 Hz
| maximum leakage current | 5 mA 5 mA 5 mA 5 mA 5 mA
| maximum measuring cycle | 30 ms measurement cycle as true rms value 150 ms measurement cycle as true rms value 150 ms measurement cycle as true rms value 150 ms measurement cycle as true rms value 150 ms measurement cycle as true rms value 150 ms measurement cycle as true rms value 150 ms measurement cycle as true rms value 150 ms measurement cycle as true rms value 150 ms measurement cycle as true rms value 150 ms measurement cycle as true rms value 140 ms as true rms value 200 ms measurement cycle as true rms value 30 ms measurement cycle as true rms value 30 ms measurement cycle as true rms value 140 ms measurement cycle as true rms value 30 ms measurement cycle as true rms value 30 ms measurement cycle as true rms value 30 ms measurement cycle as true rms value 150 ms measurement cycle as true rms value 150 ms measurement cycle as true rms value 100 ms measurement cycle as true rms value 100 ms measurement cycle as true rms value 150 ms measurement cycle as true rms value 150 ms measurement cycle as true rms value 150 ms measurement cycle as true rms value 150 ms measurement cycle as true rms value 150 ms measurement cycle as true rms value 150 ms measurement cycle as true rms value 100 ms measurement cycle as true rms value 100 ms measurement cycle as true rms value 100 ms measurement cycle as true rms value 100 ms measurement cycle as true rms value 100 ms measurement cycle as true rms value 100 ms measurement cycle as true rms value 250 ms measurement cycle as true rms value 100 ms measurement cycle as true rms value 100 ms measurement cycle as true rms value 150 ms measurement cycle as true rms value 80 ms 80 ms 80 ms 80 ms 80 ms 80 ms 80 ms 80 ms 80 ms 80 ms 80 ms 80 ms 80 ms 80 ms 80 ms 80 ms 80 ms 80 ms 80 ms 80 ms 80 ms 80 ms 80 ms 80 ms 80 ms
| maximum output current | 20 A 20 A 20 A 20 A 20 A
| maximum permissible voltage | <= 300 V L1 and L3 <= 300 V L1 and L3
| maximum power consumption | 1.5 W 1.2 W 1.7 VA 2.6 VA 3 VA 1.5 W 1.2 W 1.7 VA 2.6 VA 3 VA
| maximum power consumption in W | 1 W 1 W DC 1 W DC 1 W 1.6 W DC 1 W DC 1.6 W DC 0.6 W DC 0.6 W DC 0.6 W DC 0.6 W DC 0.6 W DC 3 W DC 0.6 W DC 0.6 W DC 0.6 W DC 1.5 W DC 1.5 W DC 1.5 W DC 1.5 W DC 1.5 W DC 1.5 W DC 1.5 W DC 1.5 W DC 1.5 W DC 1.5 W DC 2 W DC 1.5 W DC 1.5 W at 240 V DC 1.5 W at 240 V DC 1.5 W at 240 V DC 1.5 W at 240 V DC 0.6 W at 24 V DC 0.6 W at 24 V DC 0.6 W at 24 V DC 0.6 W at 24 V DC 0.5 W at 12 V DC 0.6 W at 24 V DC 0.6 W at 24 V DC 0.5 W at 12 V DC 0.6 W at 24 V DC 1.5 W at 240 V DC 1.5 W at 240 V DC 0.6 W at 24 V DC 1.2 W DC 1.2 W DC 1.2 W DC 1.2 W DC 1.2 W DC 0.5 W at 24 V 0.8 W at 24 V 1.6 W at 48 V 1 W at 48 V 2 W at 24 V 2 W at 240 V 3.2 W at 110 V 1 W at 48 V 2 W at 24 V 2 W at 240 V 3.2 W at 110 V 1 W at 48 V 2 W at 24 V 2 W at 240 V 3.2 W at 110 V 0.5 W at 24 V 1.2 W at 48 V 0.5 W at 24 V 1.2 W at 48 V 0.8 W at 24 V 1.6 W at 48 V 0.5 W at 24 V 0.5 W at 24 V 0.5 W at 24 V
| maximum power dissipation in W | 5 W 5 W 5 W 5 W 5 W 5 W 5 W 5 W
| maximum reset time | 250 ms after time delay, on de-energisation 50 ms during time delay, on de-energisation 250 ms after time delay, on de-energisation 50 ms during time delay, on de-energisation 250 ms after time delay, on de-energisation 50 ms during time delay, on de-energisation 250 ms after time delay, on de-energisation 50 ms during time delay, on de-energisation 250 ms after time delay, on de-energisation 50 ms during time delay, on de-energisation 250 ms after time delay, on de-energisation 50 ms during time delay, on de-energisation 250 ms after time delay, on de-energisation 50 ms during time delay, on de-energisation 250 ms after time delay, on de-energisation 50 ms during time delay, on de-energisation 250 ms after time delay, on de-energisation 50 ms during time delay, on de-energisation 250 ms after time delay, on de-energisation 50 ms during time delay, on de-energisation
| maximum resistance | 1500 Ohm for temperature sensor at 20 °C 1500 Ohm for temperature sensor at 20 °C
| maximum supply current for sensors | 1 mA 40 mA 40 mA for < 24 V AC at 25 °C 40 mA for < 24 V DC at 25 °C 50 mA for 24...240 V AC 50 mA for 24...240 V DC 1 mA 1 mA 1 mA 1 mA
| maximum switching capacity | 4 x 5 A 4 x 5 A 4 x 5 A 4 x 5 A 4 x 5 A 4 x 5 A 4 x 5 A 4 x 5 A 4 x 5 A 4 x 5 A 1500 VA 50 W 1500 VA 50 W 1500 VA 50 W 1500 VA 50 W 1500 VA 50 W 1500 VA 50 W 1500 VA 50 W 1500 VA 50 W 3000 VA/336 W 3000 VA/336 W 3000 VA/336 W 3000 VA/336 W 3000 VA/336 W 3000 VA/336 W 3000 VA/336 W 3000 VA/336 W 3000 VA/336 W 3000 VA/336 W 3000 VA/336 W 3000 VA/336 W 4000 VA/448 W 4000 VA/448 W 4000 VA/448 W 4000 VA/448 W 4000 VA/448 W 4000 VA/448 W 4000 VA/448 W 4000 VA/448 W 4000 VA/448 W 4000 VA/448 W 4000 VA/448 W 4000 VA/448 W 2000 VA/224 W 2000 VA/224 W 2000 VA/224 W 2000 VA/224 W 2000 VA/224 W 2000 VA/224 W 2000 VA/224 W 2000 VA/224 W 2000 VA/224 W 2000 VA/224 W 2000 VA/224 W 2000 VA/224 W 1500 VA 150 W 1500 VA 150 W 1500 VA 150 W 1500 VA 150 W 1500 VA 150 W 1500 VA 150 W 1500 VA 150 W 1500 VA 150 W 1500 VA 150 W 1500 VA 150 W 3000 VA AC 336 W DC 3000 VA AC 336 W DC 3000 VA AC 336 W DC 3000 VA AC 336 W DC 3000 VA AC 336 W DC 3000 VA AC 336 W DC 3000 VA AC 336 W DC 3000 VA AC 336 W DC 3000 VA AC 336 W DC 3000 VA AC 336 W DC 3000 VA AC 336 W DC 3000 VA AC 336 W DC 4000 VA AC 448 W DC 4000 VA AC 448 W DC 4000 VA AC 448 W DC 4000 VA AC 448 W DC 4000 VA AC 448 W DC 4000 VA AC 448 W DC 4000 VA AC 448 W DC 4000 VA AC 448 W DC 4000 VA AC 448 W DC 4000 VA AC 448 W DC 4000 VA AC 448 W DC 4000 VA AC 448 W DC 2000 VA AC 224 W DC 2000 VA AC 224 W DC 2000 VA AC 224 W DC 2000 VA AC 224 W DC 2000 VA AC 224 W DC 2000 VA AC 224 W DC 2000 VA AC 224 W DC 2000 VA AC 224 W DC 2000 VA AC 224 W DC 2000 VA AC 224 W DC 2000 VA AC 224 W DC 2000 VA AC 224 W DC
| maximum switching current | 5 A AC 5 A DC 5 A AC 5 A DC 5 A AC 5 A DC 5 A AC 5 A DC 5 A AC 5 A DC 5 A AC 5 A DC 5 A AC 5 A DC 8 A AC 8 A AC 8 A AC 8 A AC 8 A AC 8 A AC 8 A AC 8 A AC 8 A AC 8 A AC 8 A AC 8 A AC 8 A AC 8 A AC 8 A AC 8 A AC 8 A AC 8 A AC 8 A AC 8 A AC 8 A AC 8 A AC 8 A AC 8 A AC/DC 8 A AC/DC 8 A AC/DC 8 A AC/DC 8 A AC/DC 8 A AC/DC 8 A AC/DC 8 A AC/DC 8 A AC/DC 8 A AC/DC 8 A AC/DC 8 A AC/DC 8 mA 8 mA 8 mA 8 mA 8 mA 8 mA 8 mA 8 A 8 A 8 A 8 A 8 A 8 A 8 A 5 A 8 A 5 A 8 A 8 A 8 A 8 A 8 A 8 A 8 A 8 A 5 A 8 A 8 A 8 A 8 A 8 A 8 A 8 A 5 A 5 A 5 A 5 A 1 mA (X1Z2) 1 mA (Y1Z2) 1 mA (X1Z2) 1 mA (Y1Z2) 1 mA (X1Z2) 1 mA (X2Z2)
| maximum switching voltage | 250 V AC/DC 250 V AC 250 V DC 250 V AC 250 V DC 250 V AC 250 V DC 250 V AC 250 V DC 250 V AC 250 V DC 250 V AC 250 V DC 250 V AC/DC 250 V AC/DC 250 V AC/DC 250 V AC/DC 250 V AC/DC 250 V AC/DC 250 V AC/DC 250 V AC/DC 250 V AC/DC 250 V AC/DC 250 V AC/DC 250 V AC/DC 250 V AC 250 V AC/DC 250 V AC/DC 250 V AC/DC 250 V AC/DC 250 V AC 250 V DC 250 V AC 250 V DC 250 V AC 250 V DC 250 V AC/DC 250 V AC/DC 250 V AC/DC 250 V AC/DC 250 V AC/DC 250 V AC 250 V AC 250 V AC 250 V AC 250 V AC 250 V AC 250 V AC 250 V AC 250 V AC 250 V AC 250 V AC 250 V AC 250 V AC 250 V AC 250 V AC 250 V AC 250 V AC 250 V AC 250 V AC 250 V AC 250 V AC 250 V AC 250 V AC 250 V AC/DC 250 V AC 250 V AC 250 V AC 250 V AC 250 V AC 250 V AC 250 V AC 250 V AC 250 V AC 250 V AC 250 V AC 250 V AC 250 V AC 250 V AC 250 V AC 250 V AC 250 V 250 V 250 V 250 V 250 V 250 V 250 V 250 V AC 250 V AC 250 V AC 250 V AC 250 V AC 250 V AC 250 V AC 250 V AC 250 V AC 250 V AC 250 V AC 250 V AC 250 V AC 250 V AC 250 V AC 250 V AC 250 V AC 250 V AC 250 V AC 250 V AC 250 V AC 250 V AC 250 V AC 250 V AC 250 V AC 250 V 250 V AC/DC 250 V AC/DC 250 V AC/DC 250 V AC/DC 440 V AC 440 V AC 440 V AC 440 V AC 440 V AC 440 V AC 440 V AC 440 V AC 440 V AC 440 V AC 440 V AC 440 V AC 440 V AC 440 V AC 440 V AC 440 V AC 440 V AC 440 V AC 440 V AC 440 V AC 440 V AC 440 V AC 440 V AC 440 V AC 440 V AC 440 V AC 440 V AC 440 V AC 440 V AC 440 V AC 440 V AC 440 V AC 440 V AC 440 V AC 440 V AC 440 V AC 440 V AC 440 V AC 440 V AC 440 V AC 440 V AC 440 V AC 440 V AC 440 V AC 440 V AC 440 V AC 440 V AC 440 V AC 440 V AC 440 V AC 440 V AC 440 V AC 440 V AC 440 V AC 440 V AC 250 V AC/DC 250 V AC/DC 250 V AC/DC 250 V AC/DC 250 V AC/DC 250 V AC/DC 250 V AC/DC 250 V AC/DC 250 V 250 V 250 V 277 V 277 V 277 V 277 V 277 V 277 V 277 V 277 V 250 V DC conforming to IEC 250 V DC conforming to IEC 250 V DC conforming to IEC 250 V DC conforming to IEC 250 V DC conforming to IEC 250 V DC conforming to IEC 250 V DC conforming to IEC 250 V DC conforming to IEC 250 V DC conforming to IEC 250 V DC conforming to IEC 250 V DC conforming to IEC 250 V DC conforming to IEC 250 V DC conforming to IEC 250 V DC conforming to IEC 250 V DC conforming to IEC 250 V DC conforming to IEC 250 V DC conforming to IEC 250 V DC conforming to IEC 250 V DC conforming to IEC 250 V DC conforming to IEC 250 V DC conforming to IEC 250 V DC conforming to IEC 250 V DC conforming to IEC 250 V DC conforming to IEC 250 V DC conforming to IEC 250 V DC conforming to IEC 250 V DC conforming to IEC 250 V DC conforming to IEC 250 V DC conforming to IEC 250 V DC conforming to IEC 250 V DC conforming to IEC 250 V DC conforming to IEC 250 V DC conforming to IEC 250 V DC conforming to IEC 250 V DC conforming to IEC 250 V DC conforming to IEC 277 V 277 V 277 V 277 V 277 V 277 V 277 V 277 V 277 V 277 V 300 V DC 400 V AC 300 V DC 400 V AC 300 V DC 400 V AC 300 V DC 400 V AC 300 V DC 400 V AC 300 V DC 400 V AC 300 V DC 400 V AC 300 V DC 400 V AC 300 V DC 400 V AC 300 V DC 400 V AC 300 V DC 400 V AC 300 V DC 400 V AC 300 V DC 400 V AC 300 V DC 400 V AC 300 V DC 400 V AC 300 V DC 400 V AC 300 V DC 400 V AC 300 V DC 400 V AC 300 V DC 400 V AC 300 V DC 400 V AC 300 V DC 400 V AC 300 V DC 400 V AC 300 V DC 400 V AC 300 V DC 400 V AC 300 V DC 400 V AC 300 V DC 400 V AC 300 V DC 400 V AC 300 V DC 400 V AC 300 V DC 400 V AC 300 V DC 400 V AC 300 V DC 400 V AC 300 V DC 400 V AC 300 V DC 400 V AC 300 V DC 400 V AC 300 V DC 400 V AC 300 V DC 400 V AC
| maximum temporary permissible current | 10 A for < 10 s 10 A for < 10 s 10 A for < 10 s 10 A for < 10 s 10 A for < 10 s 10 A for < 10 s 10 A for < 10 s 10 A for < 10 s 10 A for < 10 s 10 A for < 10 s
| maximum voltage drop | <4 V 3-wire <8 V 2-wire <4 V 3-wire <8 V 2-wire <4 V 3-wire <8 V 2-wire <4 V 3-wire <8 V 2-wire <4 V 3-wire <8 V 2-wire <100 V for 3 A at 24 V <100 V for 3 A at 24 V <100 V for 3 A at 24 V <100 V for 3 A at 24 V <100 V for 3 A at 24 V <100 V for 3 A at 24 V <100 V for 3 A at 24 V <100 V for 3 A at 24 V <100 V for 3 A at 24 V <100 V for 3 A at 24 V <100 V for 3 A at 24 V <100 V for 3 A at 24 V <100 V for 3 A at 24 V <100 V for 3 A at 24 V <100 V for 3 A at 24 V <100 V for 3 A at 24 V <100 V for 3 A at 24 V <100 V for 3 A at 24 V <100 V for 3 A at 24 V <100 V for 3 A at 24 V <100 V for 3 A at 24 V <100 V for 3 A at 24 V <100 V for 3 A at 24 V <100 V for 3 A at 24 V <100 V for 3 A at 24 V <100 V for 3 A at 24 V <100 V for 3 A at 24 V <100 V for 3 A at 24 V <100 V for 3 A at 24 V <100 V for 3 A at 24 V <100 V for 3 A at 24 V <100 V for 3 A at 24 V <100 V for 3 A at 24 V <100 V for 3 A at 24 V <100 V for 3 A at 24 V <100 V for 3 A at 24 V <100 V for 3 A at 24 V <100 V for 3 A at 24 V
| maximum wiring resistance | 0.2 Ohm connection in 2 wires 0.2 Ohm connection in 2 wires 0.2 Ohm connection in 2 wires 0.2 Ohm connection in 2 wires 0.2 Ohm connection in 2 wires 0.2 Ohm connection in 2 wires 0.2 Ohm connection in 2 wires 0.2 Ohm connection in 2 wires 0.2 Ohm connection in 2 wires
| measurement accuracy | +/- 10 % of the full scale value +/- 10 % of the full scale value +/- 10 % of the full scale value +/- 3 % +/- 10 % of the full scale value +/- 10 % of the full scale value +/- 10 % of the full scale value +/- 10 % of the full scale value +/- 2 °C +/- 2 °C +/- 2 °C +/- 10 % of the full scale value +/- 10 % of the full scale value in input +/- 10 % of the full scale value in time delay +/- 10 % of the full scale value +/- 10 % of the full scale value +/- 10 % of the full scale value +/- 20 % for the HS range +/- 10 % of the full scale value +/- 20 % for the HS range +/- 10 % of the full scale value +/- 10 % of the full scale value +/- 10 % of the full scale value +/- 10 % of the full scale value +/- 10 % of the full scale value +/- 10 % of the full scale value
| measurement error | +/- 0.05 %/°C with temperature variation < 1 % over the whole range with voltage variation < 0.05 %/°C with temperature variation < 1 % over the whole range with voltage variation < 0.05 %/°C with temperature variation < 1 % over the whole range with voltage variation < 0.05 %/°C with temperature variation < 1 % over the whole range with voltage variation < 0.05 %/°C with temperature variation < 1 % over the whole range with voltage variation < 1 % over the whole range with voltage variation 0.2 %/°C with temperature variation < 1 % over the whole range with voltage variation 0.2 %/°C with temperature variation 0.2 %/°C with temperature variation < 1 % over the whole range with voltage variation 0.2 %/°C with temperature variation < 1 % over the whole range with voltage variation 0.05 %/°C with temperature variation < 1 % over the whole range with voltage variation 0.2 %/°C with temperature variation < 1 % over the whole range with voltage variation 0.2 %/°C with temperature variation 1 % by volt over the whole range +/- 0.05 %/°C +/- 0.05 %/°C with temperature variation < +/- 1 % over the whole range with voltage variation 0.05 %/°C with temperature variation 1 by volt over the whole range with voltage variation 0.05 %/°C with temperature variation 1 by volt over the whole range with voltage variation 0.5 %/°C with temperature variation 0.5 %/°C with temperature variation +/- 0.1 %/°C with temperature variation < +/- 1 % over the whole range with voltage variation < 1 % over the whole range with voltage variation 0.05 %/°C with temperature variation +/- 0.05 %/°C with temperature variation < 1 % over the whole range with voltage variation +/- 0.05 %/°C with temperature variation < 1 % over the whole range with voltage variation +/- 0.05 %/°C with temperature variation < 1 % over the whole range with voltage variation < 1 % over the whole range with voltage variation 0.05 %/°C with temperature variation < 1 % over the whole range with voltage variation 0.05 %/°C with temperature variation < 1 % over the whole range with voltage variation 0.05 %/°C with temperature variation < 1 % over the whole range with voltage variation 0.05 %/°C with temperature variation < 1 % over the whole range with voltage variation 0.05 %/°C with temperature variation < 1 % over the whole range with voltage variation 0.05 %/°C with temperature variation < 1 % over the whole range with voltage variation 0.05 %/°C with temperature variation < 1 % over the whole range with voltage variation 0.05 %/°C with temperature variation < 1 % over the whole range with voltage variation < 0.05 %/°C with temperature variation < 1 % over the whole range with voltage variation < 0.05 %/°C with temperature variation < 1 % over the whole range with voltage variation < 0.05 %/°C with temperature variation < 1 % over the whole range with voltage variation < 0.05 %/°C with temperature variation < 1 % over the whole range with voltage variation < 0.05 %/°C with temperature variation < 1 % over the whole range with voltage variation < 0.05 %/°C with temperature variation < 1 % over the whole range with voltage variation 0.05 %/°C with temperature variation < 1 % over the whole range with voltage variation 0.05 %/°C with temperature variation < 1 % over the whole range with voltage variation 0.05 %/°C with temperature variation < 1 % over the whole range with voltage variation 0.05 %/°C with temperature variation < 1 % over the whole range with voltage variation 0.05 %/°C with temperature variation < 1 % over the whole range with voltage variation 0.05 %/°C with temperature variation < 1 % over the whole range with voltage variation 0.2 %/°C with temperature variation < 1 % over the whole range with voltage variation 0.05 %/°C with temperature variation < 1 % over the whole range with voltage variation 0.05 %/°C with temperature variation < 0.05 %/Hz with frequency variation < 0.05 %/°C with temperature variation +/- 0.5 % of full scale (3 or 4 wires) at 20 °C +/- 1 % of full scale (2 wires) at 20 °C +/- 10 % of full scale at 20 °C (electromagnetic interference of 10 V/m) +/- 0.5 % of full scale (3 or 4 wires) at 20 °C +/- 1 % of full scale (2 wires) at 20 °C +/- 10 % of full scale at 20 °C (electromagnetic interference of 10 V/m) +/- 0.5 % of full scale (3 or 4 wires) at 20 °C +/- 1 % of full scale (2 wires) at 20 °C +/- 10 % of full scale at 20 °C (electromagnetic interference of 10 V/m) +/- 0.5 % of full scale (3 or 4 wires) at 20 °C +/- 1 % of full scale (2 wires) at 20 °C +/- 10 % of full scale at 20 °C (electromagnetic interference of 10 V/m) +/- 0.5 % of full scale (3 or 4 wires) at 20 °C +/- 1 % of full scale (2 wires) at 20 °C +/- 10 % of full scale at 20 °C (electromagnetic interference of 10 V/m) +/- 0.5 % of full scale (3 or 4 wires) at 20 °C +/- 1 % of full scale (2 wires) at 20 °C +/- 10 % of full scale at 20 °C (electromagnetic interference of 10 V/m) +/- 0.5 % of full scale (3 or 4 wires) at 20 °C +/- 1 % of full scale (2 wires) at 20 °C +/- 10 % of full scale at 20 °C (electromagnetic interference of 10 V/m) +/- 0.5 % of full scale (3 or 4 wires) at 20 °C +/- 1 % of full scale (2 wires) at 20 °C +/- 10 % of full scale at 20 °C (electromagnetic interference of 10 V/m) +/- 0.5 % of full scale (3 or 4 wires) at 20 °C +/- 1 % of full scale (2 wires) at 20 °C +/- 10 % of full scale at 20 °C (electromagnetic interference of 10 V/m) +/- 10 % of full scale at 20 °C (electromagnetic interference of 10 V/m) +/- 1 % of full scale at 20 °C +/- 10 % of full scale at 20 °C (electromagnetic interference of 10 V/m) +/- 1 % of full scale at 20 °C +/- 10 % of full scale at 20 °C (electromagnetic interference of 10 V/m) +/- 1 % of full scale at 20 °C +/- 10 % of full scale at 20 °C (electromagnetic interference of 10 V/m) +/- 1 % of full scale at 20 °C +/- 10 % of full scale at 20 °C (electromagnetic interference of 10 V/m) +/- 1 % of full scale at 20 °C +/- 10 % of full scale at 20 °C (electromagnetic interference of 10 V/m) +/- 1 % of full scale at 20 °C +/- 10 % of full scale at 20 °C (electromagnetic interference of 10 V/m) +/- 1 % of full scale at 20 °C +/- 10 % of full scale at 20 °C (electromagnetic interference of 10 V/m) +/- 5 % of full scale at 20 °C +/- 10 % of full scale at 20 °C (electromagnetic interference of 10 V/m) +/- 5 % of full scale at 20 °C
| measurement voltage limits | 183…528 V AC 183…528 V AC 183…528 V AC 183…528 V AC 183…528 V AC 183…528 V AC 176…528 V AC 176…528 V AC 176…528 V AC
| mechanical durability | 30000000 cycles 30000000 cycles 30000000 cycles 30000000 cycles 30000000 cycles 30000000 cycles 30000000 cycles 30000000 cycles 30000000 cycles 30000000 cycles 30000000 cycles 30000000 cycles 30000000 cycles 30000000 cycles 30000000 cycles 30000000 cycles 30000000 cycles 30000000 cycles 30000000 cycles 30000000 cycles 30000000 cycles 30000000 cycles 30000000 cycles 30000000 cycles 30000000 cycles 30000000 cycles 30000000 cycles 30000000 cycles 30000000 cycles 30000000 cycles 30000000 cycles 30000000 cycles 10000000 cycles 10000000 cycles 10000000 cycles 10000000 cycles 10000000 cycles 10000000 cycles 10000000 cycles 10000000 cycles 10000000 cycles 10000000 cycles 10000000 cycles 10000000 cycles 10000000 cycles 10000000 cycles 10000000 cycles 10000000 cycles 10000000 cycles 10000000 cycles 10000000 cycles 10000000 cycles 10000000 cycles 10000000 cycles 10000000 cycles 10000000 cycles 10000000 cycles 10000000 cycles 10000000 cycles 10000000 cycles 10000000 cycles 10000000 cycles 10000000 cycles 10000000 cycles 10000000 cycles 10000000 cycles 10000000 cycles 10000000 cycles 10000000 cycles 10000000 cycles 10000000 cycles 10000000 cycles 10000000 cycles 10000000 cycles 10000000 cycles 10000000 cycles 10000000 cycles 10000000 cycles 10000000 cycles 10000000 cycles 10000000 cycles 10000000 cycles 10000000 cycles 10000000 cycles 10000000 cycles 10000000 cycles 10000000 cycles 10000000 cycles 10000000 cycles 10000000 cycles 10000000 cycles 10000000 cycles 10000000 cycles 10000000 cycles 10000000 cycles 10000000 cycles 10000000 cycles 10000000 cycles 10000000 cycles 10000000 cycles 30000000 cycles 30000000 cycles 30000000 cycles 30000000 cycles 10000000 cycles 10000000 cycles 10000000 cycles 10000000 cycles 10000000 cycles 10000000 cycles 10000000 cycles 10000000 cycles 10000000 cycles 10000000 cycles 20000000 cycles 20000000 cycles 20000000 cycles 20000000 cycles 20000000 cycles 20000000 cycles 20000000 cycles 20000000 cycles 20000000 cycles 20000000 cycles 20000000 cycles 20000000 cycles 20000000 cycles 20000000 cycles 20000000 cycles 20000000 cycles 20000000 cycles 20000000 cycles 20000000 cycles 20000000 cycles 20000000 cycles 20000000 cycles 20000000 cycles 20000000 cycles 20000000 cycles 20000000 cycles 20000000 cycles 20000000 cycles 20000000 cycles 20000000 cycles 20000000 cycles 20000000 cycles 20000000 cycles 20000000 cycles 20000000 cycles 20000000 cycles 20000000 cycles 20000000 cycles 30000000 cycles 30000000 cycles 30000000 cycles 30000000 cycles 30000000 cycles 30000000 cycles 30000000 cycles 30000000 cycles 30000000 cycles 30000000 cycles 30000000 cycles 30000000 cycles 30000000 cycles 30000000 cycles 30000000 cycles 30000000 cycles 30000000 cycles 30000000 cycles 30000000 cycles 30000000 cycles 30000000 cycles 30000000 cycles 30000000 cycles 30000000 cycles 30000000 cycles 30000000 cycles 30000000 cycles 30000000 cycles 30000000 cycles 30000000 cycles 30000000 cycles 30000000 cycles 30000000 cycles 30000000 cycles 30000000 cycles 30000000 cycles 30000000 cycles 30000000 cycles 30000000 cycles 30000000 cycles 30000000 cycles 30000000 cycles 30000000 cycles 30000000 cycles 30000000 cycles 30000000 cycles 30000000 cycles 30000000 cycles 30000000 cycles 30000000 cycles 30000000 cycles 30000000 cycles 30000000 cycles 30000000 cycles 30000000 cycles 20000000 cycles 20000000 cycles 20000000 cycles 20000000 cycles 20000000 cycles 20000000 cycles 20000000 cycles 20000000 cycles 20000000 cycles 20000000 cycles 20000000 cycles 10000000 cycles 10000000 cycles 10000000 cycles 10000000 cycles 10000000 cycles 10000000 cycles 10000000 cycles 10000000 cycles 10000000 cycles 30000000 cycles 10000000 cycles 30000000 cycles 10000000 cycles 30000000 cycles 30000000 cycles 10000000 cycles 10000000 cycles 10000000 cycles 30000000 cycles 30000000 cycles 10000000 cycles 30000000 cycles 10000000 cycles 30000000 cycles 10000000 cycles 30000000 cycles 30000000 cycles 10000000 cycles 10000000 cycles 10000000 cycles 30000000 cycles 30000000 cycles 5000000 cycles 30000000 cycles 5000000 cycles 30000000 cycles 5000000 cycles 30000000 cycles 30000000 cycles 30000000 cycles 5000000 cycles 30000000 cycles 5000000 cycles 5000000 cycles 10000000 cycles 10000000 cycles 10000000 cycles 10000000 cycles 10000000 cycles 10000000 cycles 10000000 cycles 10000000 cycles 10000000 cycles 10000000 cycles 30000000 cycles 30000000 cycles 30000000 cycles 30000000 cycles 30000000 cycles 30000000 cycles 30000000 cycles 30000000 cycles 30000000 cycles 30000000 cycles 30000000 cycles 30000000 cycles 30000000 cycles 30000000 cycles 30000000 cycles 30000000 cycles 30000000 cycles 30000000 cycles 30000000 cycles 30000000 cycles 30000000 cycles 30000000 cycles 30000000 cycles 30000000 cycles 30000000 cycles 30000000 cycles 30000000 cycles 30000000 cycles 30000000 cycles 30000000 cycles 30000000 cycles 30000000 cycles 30000000 cycles 30000000 cycles 30000000 cycles 30000000 cycles
| minimum pulse duration | 20 ms 20 ms 20 ms 20 ms 20 ms 20 ms 1 s 1 s 20 ms 20 ms 20 ms 20 ms 26 ms 26 ms 26 ms
| minimum switching capacity | 150 mVA at 10 mA, 1 V 150 mVA at 10 mA, 1 V 150 mVA at 10 mA, 1 V 150 mVA at 10 mA, 1 V 150 mVA at 10 mA, 1 V 150 mVA at 10 mA, 1 V 150 mVA at 10 mA, 1 V 150 mVA at 10 mA, 1 V 150 mVA at 10 mA, 1 V 50 mVA at 1 mA, 1 V 50 mVA at 1 mA, 1 V 50 mVA at 1 mA, 1 V 50 mVA at 1 mA, 1 V 150 mVA at 10 mA, 1 V 150 mVA at 10 mA, 1 V 150 mVA at 10 mA, 1 V 150 mVA at 10 mA, 1 V 150 mVA at 10 mA, 1 V 150 mVA at 10 mA, 1 V 150 mVA at 10 mA, 1 V 150 mVA at 10 mA, 1 V 150 mVA at 10 mA, 1 V 150 mVA at 10 mA, 1 V 150 mVA at 10 mA, 1 V 150 mVA at 10 mA, 1 V 150 mVA at 10 mA, 1 V 150 mVA at 10 mA, 1 V 50 mVA at 1 mA, 1 V 50 mVA at 1 mA, 1 V 50 mVA at 1 mA, 1 V 50 mVA at 1 mA, 1 V 150 mVA at 10 mA, 1 V 150 mVA at 10 mA, 1 V 150 mVA at 10 mA, 1 V 150 mVA at 10 mA, 1 V 150 mVA at 10 mA, 1 V 150 mVA at 10 mA, 1 V 150 mVA at 10 mA, 1 V at 12 V 10 mA at 12 V 10 mA at 12 V 10 mA at 12 V 10 mA at 12 V 10 mA at 12 V 10 mA at 12 V 10 mA at 12 V 10 mA at 12 V 10 mA at 12 V 10 mA at 12 V 10 mA 120 mW 120 mW 120 mW 120 mW 24 mW 24 mW 24 mW 24 mW 120 mW at 10 mA, 12 V 120 mW at 10 mA, 12 V 120 mW at 10 mA, 12 V 120 mW at 10 mA, 12 V 120 mW at 10 mA, 12 V 120 mW at 10 mA, 12 V 120 mW at 10 mA, 12 V 120 mW at 10 mA, 12 V 120 mW at 10 mA, 12 V 120 mW at 10 mA, 12 V 120 mW at 10 mA, 12 V 120 mW at 10 mA, 12 V 120 mW at 10 mA, 12 V 120 mW at 10 mA, 12 V 120 mW at 10 mA, 12 V 120 mW at 10 mA, 12 V 120 mW at 10 mA, 12 V 120 mW at 10 mA, 12 V 120 mW at 10 mA, 12 V 120 mW at 10 mA, 12 V 120 mW at 10 mA, 12 V 120 mW at 10 mA, 12 V 120 mW at 10 mA, 12 V 120 mW at 10 mA, 12 V 120 mW at 10 mA, 12 V 120 mW at 10 mA, 12 V 120 mW at 10 mA, 12 V 120 mW at 10 mA, 12 V 120 mW at 10 mA, 12 V 120 mW at 10 mA, 12 V 120 mW at 10 mA, 12 V 120 mW at 10 mA, 12 V 120 mW at 10 mA, 12 V 120 mW at 10 mA, 12 V 120 mW at 10 mA, 12 V 120 mW at 10 mA, 12 V 120 mW 120 mW 120 mW 120 mW 120 mW 120 mW 120 mW 120 mW 120 mW 120 mW 300 mW at 5 mA 300 mW at 5 mA 300 mW at 5 mA 300 mW at 5 mA 300 mW at 5 mA 300 mW at 5 mA 300 mW at 5 mA 300 mW at 5 mA 300 mW at 5 mA 300 mW at 5 mA 300 mW at 5 mA 300 mW at 5 mA 300 mW at 5 mA 300 mW at 5 mA 300 mW at 5 mA 300 mW at 5 mA 300 mW at 5 mA 300 mW at 5 mA 300 mW at 5 mA 300 mW at 5 mA 300 mW at 5 mA 300 mW at 5 mA 300 mW at 5 mA 300 mW at 5 mA 300 mW at 5 mA 300 mW at 5 mA 300 mW at 5 mA 300 mW at 5 mA 300 mW at 5 mA 300 mW at 5 mA 300 mW at 5 mA 300 mW at 5 mA 300 mW at 5 mA 300 mW at 5 mA 300 mW at 5 mA 300 mW at 5 mA
| minimum switching current | 10 mA at 5 V DC 10 mA at 5 V DC 10 mA at 5 V DC 10 mA at 5 V DC 10 mA at 5 V DC 10 mA at 5 V DC 10 mA at 5 V DC 10 mA at 5 V DC 10 mA at 5 V DC 10 mA at 5 V DC 10 mA at 5 V DC 10 mA at 5 V DC 10 mA at 5 V DC 10 mA at 5 V DC 10 mA at 5 V DC 10 mA at 5 V DC 10 mA at 5 V DC 10 mA at 5 V DC 10 mA at 5 V DC 10 mA at 5 V DC 10 mA at 5 V DC 10 mA at 5 V DC 10 mA at 5 V DC 10 mA at 5 V DC 10 mA at 5 V DC 10 mA at 5 V DC 10 mA at 5 V DC 10 mA at 5 V DC 10 mA at 5 V DC 10 mA at 5 V DC 10 mA at 5 V DC 100 mA at 6 V 10 mA 10 mA 10 mA 10 mA 10 mA 10 mA at 5 V DC 10 mA at 5 V DC 10 mA at 5 V DC 10 mA at 5 V DC 10 mA at 5 V DC 10 mA at 5 V DC 10 mA at 5 V DC 10 mA at 5 V DC 10 mA at 5 V DC 10 mA at 5 V DC 10 mA at 5 V DC 10 mA at 5 V DC 10 mA at 5 V 10 mA at 5 V 10 mA at 5 V 10 mA at 5 V 10 mA at 5 V 10 mA at 5 V 10 mA at 5 V 10 mA at 5 V DC 10 mA at 5 V DC 10 mA at 5 V DC 10 mA at 5 V DC 10 mA at 5 V DC 10 mA at 5 V DC 10 mA at 5 V DC 10 mA at 5 V DC 10 mA at 5 V DC 10 mA at 5 V DC 10 mA at 5 V DC 10 mA at 5 V DC 10 mA at 5 V DC 10 mA at 5 V DC 10 mA at 5 V DC 10 mA at 5 V DC 10 mA at 5 V DC 10 mA at 5 V DC 10 mA at 5 V DC 10 mA at 5 V DC 10 mA at 5 V DC 10 mA at 5 V DC 10 mA at 5 V DC 10 mA at 5 V DC 10 mA at 5 V DC 10 mA at 5 V 100 mA 100 mA 100 mA 100 mA 100 mA 100 mA 100 mA 100 mA 100 mA 100 mA 100 mA 100 mA 100 mA 100 mA 10 mA 10 mA 10 mA 10 mA 1 mA 1 mA 1 mA 1 mA 10 mA 10 mA 10 mA 10 mA 10 mA 10 mA 10 mA 10 mA 10 mA 10 mA 10 mA 10 mA 10 mA 10 mA 10 mA 10 mA 10 mA 10 mA 10 mA 10 mA 10 mA 10 mA 10 mA 10 mA 10 mA 10 mA 10 mA 10 mA 10 mA 10 mA 10 mA 10 mA 10 mA 10 mA 10 mA 10 mA 100 mA 100 mA 100 mA 100 mA 100 mA 100 mA 100 mA 100 mA 100 mA 100 mA 5 mA 5 mA 5 mA 5 mA 5 mA 5 mA 5 mA 5 mA 5 mA 5 mA 5 mA 5 mA 5 mA 5 mA 5 mA 5 mA 5 mA 5 mA 5 mA 5 mA 5 mA 5 mA 5 mA 5 mA 5 mA 5 mA 5 mA 5 mA 5 mA 5 mA 5 mA 5 mA 5 mA 5 mA 5 mA 5 mA
| minimum switching voltage | 12 V 12 V 12 V 12 V 12 V 12 V 12 V 12 V 12 V 12 V 12 V 12 V 12 V 12 V 12 V 12 V 12 V 12 V 12 V 12 V 12 V 12 V 12 V 12 V 12 V 12 V 12 V 12 V 12 V 12 V 12 V 12 V 12 V 12 V 12 V 12 V 5 V 5 V 5 V 5 V 5 V 5 V 5 V 5 V 5 V 5 V 5 V 5 V 5 V 5 V 5 V 5 V 5 V 5 V 5 V 5 V 5 V 5 V 5 V 5 V 5 V 5 V 5 V 5 V 5 V 5 V 5 V 5 V 5 V 5 V 5 V 5 V
| mounting diameter | 80 mm 80 mm 80 mm 105 mm 105 mm 105 mm 105 mm 105 mm 45 mm 45 mm 45 mm 45 mm 70 mm 70 mm 70 mm 70 mm 70 mm 70 mm 70 mm 70 mm 70 mm 70 mm 70 mm 70 mm 70 mm 70 mm 70 mm 70 mm 70 mm 70 mm 70 mm 70 mm 70 mm 70 mm 70 mm 70 mm 45 mm 45 mm 45 mm 45 mm 45 mm 45 mm 45 mm 45 mm 45 mm 45 mm 45 mm 45 mm 45 mm 45 mm 45 mm 45 mm 45 mm 45 mm 45 mm 45 mm 45 mm 45 mm 45 mm 45 mm 45 mm 45 mm 45 mm 45 mm 70 mm 70 mm 70 mm 70 mm 70 mm 70 mm 70 mm 70 mm 70 mm 70 mm 70 mm 70 mm 70 mm 70 mm 70 mm 70 mm 70 mm 70 mm 70 mm 70 mm 70 mm 70 mm 70 mm 70 mm 70 mm 70 mm 70 mm 70 mm 70 mm 70 mm 70 mm 70 mm 70 mm 70 mm 70 mm
| mounting position | Any position Any position Any position Any position Any position Any position Any position Any position Any position Any position Any position Any position Any position Any position Any position Any position Any position Any position Any position Any position Any position Any position Any position Any position in relation to normal vertical mounting plane Any position in relation to normal vertical mounting plane Any position in relation to normal vertical mounting plane Any position in relation to normal vertical mounting plane Any position in relation to normal vertical mounting plane Any position in relation to normal vertical mounting plane Any position in relation to normal vertical mounting plane Any position in relation to normal vertical mounting plane Any position in relation to normal vertical mounting plane Any position in relation to normal vertical mounting plane Any position in relation to normal vertical mounting plane Any position in relation to normal vertical mounting plane Any position in relation to normal vertical mounting plane Any position in relation to normal vertical mounting plane Any position in relation to normal vertical mounting plane Any position in relation to normal vertical mounting plane Any position in relation to normal vertical mounting plane Any position in relation to normal vertical mounting plane Any position in relation to normal vertical mounting plane Any position in relation to normal vertical mounting plane Any position in relation to normal vertical mounting plane Any position in relation to normal vertical mounting plane Any position in relation to normal vertical mounting plane Any position in relation to normal vertical mounting plane Any position Any position Any position Any position Any position Any position Any position Any position Any position Any position Any position Any position Any position Any position Any position Any position Any position Any position Any position Any position Any position Any position Any position Any position Any position Any position
| mounting support | 35 mm symmetrical DIN rail conforming to EN/IEC 60715 35 mm symmetrical DIN rail conforming to EN/IEC 60715 35 mm symmetrical DIN rail conforming to EN/IEC 60715 35 mm symmetrical DIN rail conforming to EN/IEC 60715 35 mm symmetrical DIN rail conforming to EN/IEC 60715 35 mm symmetrical DIN rail conforming to EN/IEC 60715 35 mm symmetrical DIN rail conforming to EN/IEC 60715 35 mm symmetrical DIN rail conforming to EN/IEC 60715 35 mm symmetrical DIN rail conforming to EN/IEC 60715 35 mm symmetrical DIN rail conforming to EN/IEC 60715 35 mm symmetrical DIN rail conforming to EN/IEC 60715 35 mm symmetrical DIN rail conforming to EN/IEC 60715 35 mm symmetrical DIN rail conforming to EN/IEC 60715 35 mm symmetrical DIN rail conforming to EN/IEC 60715 35 mm symmetrical DIN rail conforming to EN/IEC 60715 35 mm symmetrical DIN rail conforming to EN/IEC 60715 35 mm symmetrical DIN rail conforming to EN/IEC 60715 35 mm symmetrical DIN rail conforming to EN/IEC 60715 35 mm symmetrical DIN rail conforming to EN/IEC 60715 35 mm symmetrical DIN rail conforming to EN/IEC 60715 35 mm symmetrical DIN rail conforming to EN/IEC 60715 35 mm symmetrical DIN rail conforming to EN/IEC 60715 35 mm symmetrical DIN rail conforming to EN/IEC 60715 35 mm symmetrical DIN rail conforming to EN/IEC 60715 35 mm symmetrical DIN rail conforming to EN/IEC 60715 35 mm symmetrical DIN rail conforming to EN/IEC 60715 35 mm symmetrical DIN rail conforming to EN/IEC 60715 35 mm symmetrical DIN rail conforming to EN/IEC 60715 35 mm symmetrical DIN rail conforming to EN/IEC 60715 35 mm symmetrical DIN rail conforming to EN/IEC 60715 35 mm symmetrical DIN rail conforming to EN/IEC 60715 35 mm symmetrical DIN rail conforming to EN/IEC 60715 35 mm DIN rail conforming to EN/IEC 60715 35 mm DIN rail conforming to EN/IEC 60715 35 mm DIN rail conforming to EN/IEC 60715 35 mm DIN rail conforming to EN/IEC 60715 35 mm DIN rail conforming to EN/IEC 60715 35 mm DIN rail conforming to EN/IEC 60715 35 mm DIN rail conforming to EN/IEC 60715 35 mm DIN rail conforming to EN/IEC 60715 35 mm DIN rail conforming to EN/IEC 60715 35 mm DIN rail conforming to EN/IEC 60715 35 mm DIN rail conforming to EN/IEC 60715 35 mm DIN rail conforming to EN/IEC 60715 35 mm DIN rail conforming to EN/IEC 60715 35 mm DIN rail conforming to EN/IEC 60715 35 mm DIN rail conforming to EN/IEC 60715 35 mm DIN rail conforming to EN/IEC 60715 35 mm DIN rail conforming to EN/IEC 60715 35 mm DIN rail conforming to EN/IEC 60715 35 mm DIN rail conforming to EN/IEC 60715 35 mm DIN rail conforming to EN/IEC 60715 35 mm DIN rail conforming to EN/IEC 60715 35 mm DIN rail conforming to EN/IEC 60715 35 mm DIN rail conforming to EN/IEC 60715 35 mm DIN rail conforming to EN/IEC 60715 35 mm DIN rail conforming to EN/IEC 60715 35 mm DIN rail conforming to EN/IEC 60715 35 mm DIN rail conforming to EN/IEC 60715 35 mm DIN rail conforming to EN/IEC 60715 35 mm DIN rail conforming to EN/IEC 60715 35 mm DIN rail conforming to EN/IEC 60715 35 mm DIN rail conforming to EN/IEC 60715 35 mm DIN rail conforming to EN/IEC 60715 35 mm DIN rail conforming to EN/IEC 60715 35 mm DIN rail conforming to EN/IEC 60715 35 mm DIN rail conforming to EN/IEC 60715 35 mm DIN rail conforming to EN/IEC 60715 35 mm DIN rail conforming to EN/IEC 60715 35 mm DIN rail conforming to EN/IEC 60715 35 mm DIN rail conforming to EN/IEC 60715 35 mm DIN rail conforming to EN/IEC 60715 35 mm DIN rail conforming to EN/IEC 60715 35 mm DIN rail conforming to EN/IEC 60715 35 mm DIN rail conforming to EN/IEC 60715 35 mm DIN rail conforming to EN/IEC 60715 35 mm DIN rail conforming to EN/IEC 60715 35 mm DIN rail conforming to EN/IEC 60715 35 mm DIN rail conforming to EN/IEC 60715 35 mm DIN rail conforming to EN/IEC 60715 35 mm DIN rail conforming to EN/IEC 60715 35 mm DIN rail conforming to EN/IEC 60715 35 mm DIN rail conforming to EN/IEC 60715 35 mm DIN rail conforming to EN/IEC 60715 35 mm DIN rail conforming to EN/IEC 60715 35 mm DIN rail conforming to EN/IEC 60715 35 mm DIN rail conforming to EN/IEC 60715 35 mm DIN rail conforming to EN/IEC 60715 35 mm DIN rail conforming to EN/IEC 60715 35 mm DIN rail conforming to EN/IEC 60715 35 mm DIN rail conforming to EN/IEC 60715 35 mm DIN rail conforming to EN/IEC 60715 35 mm DIN rail conforming to EN/IEC 60715 35 mm DIN rail conforming to EN/IEC 60715 35 mm DIN rail conforming to EN/IEC 60715 35 mm DIN rail conforming to EN/IEC 60715 35 mm DIN rail conforming to EN/IEC 60715 35 mm DIN rail conforming to EN/IEC 60715 35 mm DIN rail conforming to EN/IEC 60715 35 mm DIN rail conforming to EN/IEC 60715 35 mm DIN rail conforming to EN/IEC 60715 35 mm DIN rail conforming to EN/IEC 60715 35 mm DIN rail conforming to EN/IEC 60715 35 mm DIN rail conforming to EN/IEC 60715 35 mm DIN rail conforming to EN/IEC 60715 Base mounted: socket Panel mounted: system supplied with the product Panel mounted: system supplied with the product Base mounted: socket Base mounted: socket Panel mounted: system supplied with the product Base mounted: socket Panel mounted: system supplied with the product 72 mm DIN rail 72 mm DIN rail 72 mm DIN rail 96 mm DIN rail 96 mm DIN rail 96 mm DIN rail 96 mm DIN rail 96 mm DIN rail Bracket Bracket Bracket 72 mm DIN rail 72 mm DIN rail 72 mm DIN rail 72 mm DIN rail 96 mm DIN rail 96 mm DIN rail 96 mm DIN rail 96 mm DIN rail Aluminium tube Aluminium tube Aluminium tube Aluminium tube Aluminium tube Aluminium tube Aluminium tube Aluminium tube Aluminium tube Aluminium tube Aluminium tube Aluminium tube Aluminium tube Aluminium tube Aluminium tube Aluminium tube Aluminium tube Aluminium tube Aluminium tube Aluminium tube Aluminium tube Aluminium tube Aluminium tube Aluminium tube Aluminium tube Aluminium tube Aluminium tube Aluminium tube Socket or PCB Socket or PCB Socket or PCB Socket or PCB Socket or PCB Socket or PCB Socket or PCB Socket or PCB 35 mm symmetrical DIN rail 35 mm symmetrical DIN rail 35 mm symmetrical DIN rail 35 mm symmetrical DIN rail 35 mm symmetrical DIN rail 35 mm symmetrical DIN rail 35 mm symmetrical DIN rail 35 mm symmetrical DIN rail 35 mm symmetrical DIN rail 35 mm symmetrical DIN rail
| net weight | 0.13 kg 0.13 kg 0.13 kg 0.13 kg 0.13 kg 0.13 kg 0.13 kg 0.08 kg 0.08 kg 0.08 kg 0.08 kg 0.08 kg 0.08 kg 0.08 kg 0.13 kg 0.13 kg 0.13 kg 0.13 kg 0.13 kg 0.08 kg 0.08 kg 0.08 kg 0.08 kg 0.08 kg 0.11 kg 0.11 kg 0.11 kg 0.11 kg 0.1 kg 0.1 kg 0.09 kg 0.09 kg 0.09 kg 0.09 kg 0.09 kg 0.09 kg 0.09 kg 0.11 kg 0.11 kg 0.11 kg 0.11 kg 0.11 kg 0.11 kg 0.09 kg 0.12 kg 0.12 kg 0.125 kg 0.068 kg 0.068 kg 0.068 kg 0.068 kg 0.068 kg 0.07 kg 0.07 kg 0.07 kg 0.07 kg 0.07 kg 0.07 kg 0.07 kg 0.07 kg 0.07 kg 0.07 kg 0.07 kg 0.07 kg 0.086 kg 0.093 kg 0.09 kg 0.09 kg 0.093 kg 0.09 kg 0.09 kg 0.1 kg 0.1 kg 0.1 kg 0.1 kg 0.1 kg 0.1 kg 0.1 kg 0.1 kg 0.1 kg 0.1 kg 0.1 kg 0.1 kg 0.08 kg 0.105 kg 0.105 kg 0.105 kg 0.105 kg 0.105 kg 0.1 kg 0.105 kg 0.105 kg 0.09 kg 0.09 kg 0.105 kg 0.105 kg 0.0904 kg 0.14 kg 0.14 kg 0.14 kg 0.14 kg 0.05 kg 0.05 kg 0.05 kg 0.05 kg 0.05 kg 0.05 kg 0.05 kg 0.05 kg 0.05 kg 0.05 kg 0.12 kg 0.12 kg 0.12 kg 0.12 kg 0.12 kg 0.12 kg 0.12 kg 0.12 kg 0.12 kg 0.12 kg 0.12 kg 0.12 kg 0.12 kg 0.12 kg 0.12 kg 0.12 kg 0.15 kg 0.15 kg 0.538 kg 0.538 kg 0.538 kg 0.484 kg 0.484 kg 0.484 kg 0.484 kg 0.08 kg 0.08 kg 0.08 kg 0.08 kg 0.08 kg 0.08 kg 0.09 kg 0.09 kg 0.09 kg 0.085 kg 0.085 kg 0.085 kg 0.085 kg 0.085 kg 0.085 kg 0.085 kg 0.085 kg 0.085 kg 0.085 kg 0.085 kg 0.085 kg 0.085 kg 0.085 kg 0.085 kg 0.085 kg 0.085 kg 0.085 kg 0.142 kg 0.142 kg 0.142 kg 0.268 kg 0.268 kg 0.268 kg 0.287 kg 0.287 kg 0.8 kg 1 kg 1 kg 1 kg 1.2 kg 1.2 kg 0.18 kg 0.18 kg 0.18 kg 0.18 kg 0.4 kg 0.4 kg 0.4 kg 0.4 kg 0.007 kg 0.007 kg 0.007 kg 0.009 kg 0.009 kg 0.009 kg 0.009 kg 0.009 kg 0.009 kg 0.009 kg 0.009 kg 0.009 kg 0.009 kg 0.009 kg 0.009 kg 0.009 kg 0.009 kg 0.009 kg 0.009 kg 0.009 kg 0.009 kg 0.009 kg 0.009 kg 0.009 kg 0.009 kg 0.009 kg 0.009 kg 0.009 kg 0.009 kg 0.009 kg 0.009 kg 0.009 kg 0.009 kg 0.022 kg 0.022 kg 0.022 kg 0.055 kg 0.065 kg 0.065 kg 0.065 kg 0.09 kg 0.09 kg 0.09 kg 0.09 kg 0.09 kg 0.015 kg 0.015 kg 0.015 kg 0.015 kg 0.015 kg 0.015 kg 0.015 kg 0.015 kg 0.015 kg 0.015 kg 0.015 kg 0.015 kg 0.015 kg 0.015 kg 0.015 kg 0.015 kg 0.015 kg 0.015 kg 0.015 kg 0.015 kg 0.015 kg 0.015 kg 0.015 kg 0.015 kg 0.015 kg 0.015 kg 0.015 kg 0.015 kg 0.015 kg 0.015 kg 0.015 kg 0.015 kg 0.015 kg 0.015 kg 0.015 kg 0.015 kg 0.17 kg 0.18 kg 0.16 kg 0.19 kg 0.19 kg 0.3 kg 0.08 kg 0.08 kg 0.08 kg 0.08 kg 0.08 kg 0.08 kg 0.085 kg 0.085 kg 0.085 kg 0.085 kg 0.085 kg 0.085 kg 0.085 kg 0.085 kg 0.085 kg 0.085 kg 0.085 kg 0.085 kg 0.085 kg 0.085 kg 0.085 kg 0.085 kg 0.085 kg 0.085 kg 0.6 kg 0.6 kg 0.6 kg 0.6 kg 0.553 kg 0.553 kg 0.755 kg 0.775 kg 0.923 kg 0.923 kg 0.698 kg 0.698 kg 0.898 kg 0.718 kg 0.718 kg 0.718 kg 0.843 kg 1.088 kg 0.863 kg 0.863 kg 0.255 kg 0.255 kg 0.255 kg 0.255 kg 0.275 kg 0.275 kg 0.275 kg 0.275 kg 0.275 kg 0.275 kg 0.275 kg 0.275 kg 0.275 kg 0.275 kg 0.275 kg 0.275 kg 0.48 kg 0.48 kg 0.48 kg 0.48 kg 0.48 kg 0.48 kg 0.475 kg 0.475 kg 0.475 kg 0.475 kg 0.475 kg 0.475 kg 0.392 kg 0.392 kg 0.392 kg 0.392 kg 0.392 kg 0.392 kg 0.402 kg 0.402 kg 0.402 kg 0.402 kg 0.402 kg 0.493 kg 0.454 kg 0.493 kg 0.454 kg 0.493 kg 0.454 kg 0.449 kg 0.463 kg 0.449 kg 0.463 kg 0.449 kg 0.486 kg 0.486 kg 0.486 kg 0.496 kg 0.496 kg 0.496 kg 0.245 kg 0.245 kg 0.245 kg 0.245 kg 0.245 kg 0.25 kg 0.25 kg 0.25 kg 0.25 kg 0.25 kg 0.25 kg 0.25 kg 0.25 kg 0.25 kg 0.25 kg 0.25 kg 0.25 kg 0.25 kg 0.25 kg 0.25 kg 0.27 kg 0.27 kg 0.27 kg 0.27 kg 0.27 kg 0.27 kg 0.27 kg 0.27 kg 0.27 kg 0.27 kg 0.27 kg 0.27 kg 0.27 kg 0.27 kg 0.27 kg 0.26 kg 0.26 kg 0.26 kg 0.26 kg 0.26 kg 0.26 kg 0.28 kg 0.28 kg 0.28 kg 0.28 kg 0.28 kg 0.28 kg 0.28 kg 0.28 kg 0.28 kg 0.28 kg 0.28 kg 0.28 kg 0.27 kg 0.27 kg 0.27 kg 0.27 kg 0.27 kg 0.27 kg 0.27 kg 0.27 kg 0.27 kg 0.27 kg 0.27 kg 0.27 kg 0.27 kg 0.27 kg 0.27 kg 0.27 kg 0.27 kg 0.27 kg 0.28 kg 0.28 kg 0.28 kg 0.28 kg 0.28 kg 0.28 kg 0.28 kg 0.28 kg 0.28 kg 0.28 kg 0.28 kg 0.28 kg 0.28 kg 0.28 kg 0.28 kg 0.28 kg 0.28 kg 0.28 kg 0.44 kg 0.44 kg 0.44 kg 0.44 kg 0.44 kg 0.44 kg 0.425 kg 0.425 kg 0.425 kg 0.425 kg 0.425 kg 0.425 kg 0.435 kg 0.435 kg 0.435 kg 0.435 kg 0.435 kg 0.435 kg 0.45 kg 0.45 kg 0.45 kg 0.45 kg 0.45 kg 0.45 kg 0.46 kg 0.46 kg 0.46 kg 0.46 kg 0.46 kg 0.46 kg 0.46 kg 0.46 kg 0.46 kg 0.46 kg 0.46 kg 0.46 kg 0.295 kg 0.295 kg 0.295 kg 0.295 kg 0.295 kg 0.295 kg 0.28 kg 0.28 kg 0.28 kg 0.28 kg 0.28 kg 0.28 kg 0.305 kg 0.305 kg 0.305 kg 0.305 kg 0.305 kg 0.305 kg 0.315 kg 0.315 kg 0.315 kg 0.315 kg 0.315 kg 0.315 kg 0.315 kg 0.315 kg 0.315 kg 0.315 kg 0.315 kg 0.315 kg 0.315 kg 0.13 kg 0.13 kg 0.13 kg 0.13 kg 0.13 kg 0.13 kg 0.13 kg 0.13 kg 0.13 kg 0.13 kg 0.13 kg 0.13 kg 0.13 kg 0.13 kg 0.13 kg 0.13 kg 0.13 kg 0.13 kg 0.13 kg 0.13 kg 0.13 kg 0.13 kg 0.13 kg 0.13 kg 0.13 kg 0.13 kg 0.13 kg 0.13 kg 0.13 kg 0.13 kg 0.13 kg 0.13 kg 0.13 kg 0.13 kg 0.13 kg 0.13 kg 0.13 kg 0.13 kg 0.172 kg 0.172 kg 0.172 kg 0.172 kg 0.172 kg 0.172 kg 0.172 kg 0.204 kg 0.204 kg 0.204 kg 0.204 kg 0.168 kg 0.168 kg 0.168 kg 0.168 kg 0.168 kg 0.168 kg 0.168 kg 0.168 kg 0.168 kg 0.168 kg 0.168 kg 0.08 kg 0.168 kg 0.168 kg 0.168 kg 0.168 kg 0.168 kg 0.168 kg 0.168 kg 0.168 kg 0.168 kg 0.11 kg 0.11 kg 0.11 kg 0.11 kg 0.11 kg 0.11 kg 0.11 kg 0.11 kg 0.11 kg 0.11 kg 0.11 kg 0.11 kg 0.11 kg 0.11 kg 0.165 kg 0.165 kg 0.165 kg 0.165 kg 0.165 kg 0.165 kg 0.165 kg 0.165 kg 0.165 kg 0.15 kg 0.15 kg 0.15 kg 0.15 kg 0.15 kg 0.15 kg 0.15 kg 0.15 kg 0.11 kg 0.11 kg 0.11 kg 0.0054 kg 0.0054 kg 0.0054 kg 0.0054 kg 0.0054 kg 0.0054 kg 0.0054 kg 0.0054 kg 0.014 kg 0.014 kg 0.014 kg 0.014 kg 0.014 kg 0.014 kg 0.014 kg 0.014 kg 0.014 kg 0.014 kg 0.014 kg 0.014 kg 0.014 kg 0.014 kg 0.014 kg 0.014 kg 0.014 kg 0.014 kg 0.014 kg 0.014 kg 0.014 kg 0.014 kg 0.014 kg 0.014 kg 0.014 kg 0.014 kg 0.014 kg 0.014 kg 0.014 kg 0.014 kg 0.014 kg 0.014 kg 0.014 kg 0.014 kg 0.014 kg 0.014 kg 0.029 kg 0.029 kg 0.029 kg 0.029 kg 0.029 kg 0.029 kg 0.029 kg 0.029 kg 0.029 kg 0.029 kg
| nominal output current | 5 A 5 A 5 A 5 A 5 A 5 A 5 A 5 A 5 A 5 A 5 A 5 A 5 A 5 A 5 A 5 A 5 A 5 A 5 A 5 A 5 A 5 A 5 A 5 A 5 A 5 A 5 A 5 A 5 A 5 A 5 A 5 A 8 A 8 A 8 A 8 A 8 A 8 A 8 A 8 A 8 A 8 A 8 A 8 A 8 A 8 A 8 A
| nominal voltage limit | 0.85...1.1 Un conforming to IEC 60947-5-1 0.85...1.1 Un conforming to IEC 60947-5-1 0.85...1.1 Un conforming to IEC 60947-5-1 0.85...1.1 Un conforming to IEC 60947-5-1 0.85...1.1 Un conforming to IEC 60947-5-1 0.85...1.1 Un conforming to IEC 60947-5-1 0.85...1.1 Un conforming to IEC 60947-5-1 0.85...1.1 Un conforming to IEC 60947-5-1 0.85...1.1 Un conforming to IEC 60947-5-1 0.85...1.1 Un conforming to IEC 60947-5-1 0.85...1.1 Un conforming to IEC 60947-5-1 0.85...1.1 Un conforming to IEC 60947-5-1 0.85...1.1 Un conforming to IEC 60947-5-1 0.85...1.1 Un conforming to IEC 60947-5-1 0.85...1.1 Un conforming to IEC 60947-5-1 0.85...1.1 Un conforming to IEC 60947-5-1 0.85...1.1 Un conforming to IEC 60947-5-1 0.85...1.1 Un conforming to IEC 60947-5-1 0.85...1.1 Un conforming to IEC 60947-5-1 0.85...1.1 Un conforming to IEC 60947-5-1 0.85...1.1 Un conforming to IEC 60947-5-1 0.85...1.1 Un conforming to IEC 60947-5-1 0.85...1.1 Un conforming to IEC 60947-5-1 0.85...1.1 Un conforming to IEC 60947-5-1 0.85...1.1 Un conforming to IEC 60947-5-1 0.85...1.1 Un conforming to IEC 60947-5-1 0.85...1.1 Un conforming to IEC 60947-5-1 0.85...1.1 Un conforming to IEC 60947-5-1 0.85...1.1 Un conforming to IEC 60947-5-1 0.85...1.1 Un conforming to IEC 60947-5-1 0.85...1.1 Un conforming to IEC 60947-5-1 0.85...1.1 Un conforming to IEC 60947-5-1 0.85...1.1 Un conforming to IEC 60947-5-1 0.85...1.1 Un conforming to IEC 60947-5-1 0.85...1.1 Un conforming to IEC 60947-5-1 0.85...1.1 Un conforming to IEC 60947-5-1 0.85...1.1 Un conforming to IEC 60947-5-1 0.85...1.1 Un conforming to IEC 60947-5-1 0.85...1.1 Un conforming to IEC 60947-5-1 0.85...1.1 Un conforming to IEC 60947-5-1 0.85...1.1 Un conforming to IEC 60947-5-1 0.85...1.1 Un conforming to IEC 60947-5-1 0.85...1.1 Un conforming to IEC 60947-5-1 0.85...1.1 Un conforming to IEC 60947-5-1 0.85...1.1 Un conforming to IEC 60947-5-1 0.85...1.1 Un conforming to IEC 60947-5-1 0.85...1.1 Un conforming to IEC 60947-5-1 0.85...1.1 Un conforming to IEC 60947-5-1 0.85...1.1 Un conforming to IEC 60947-5-1 0.85...1.1 Un conforming to IEC 60947-5-1 0.85...1.1 Un conforming to IEC 60947-5-1 0.85...1.1 Un conforming to IEC 60947-5-1 0.85...1.1 Un conforming to IEC 60947-5-1 0.85...1.1 Un conforming to IEC 60947-5-1 0.85...1.1 Un conforming to IEC 60947-5-1 0.85...1.1 Un conforming to IEC 60947-5-1 0.85...1.1 Un conforming to IEC 60947-5-1 0.85...1.1 Un conforming to IEC 60947-5-1 0.85...1.1 Un conforming to IEC 60947-5-1 0.85...1.1 Un conforming to IEC 60947-5-1 0.85...1.1 Un conforming to IEC 60947-5-1 0.85...1.1 Un conforming to IEC 60947-5-1 0.85...1.1 Un conforming to IEC 60947-5-1 0.85...1.1 Un conforming to IEC 60947-5-1 0.85...1.1 Un conforming to IEC 60947-5-1 0.85...1.1 Un conforming to IEC 60947-5-1 0.85...1.1 Un conforming to IEC 60947-5-1 0.85...1.1 Un conforming to IEC 60947-5-1 0.85...1.1 Un conforming to IEC 60947-5-1 0.85...1.1 Un conforming to IEC 60947-5-1 0.85...1.1 Un conforming to IEC 60947-5-1 0.85...1.1 Un conforming to IEC 60947-5-1 0.85...1.1 Un conforming to IEC 60947-5-1 0.85...1.1 Un conforming to IEC 60947-5-1 0.85...1.1 Un conforming to IEC 60947-5-1 0.85...1.1 Un conforming to IEC 60947-5-1 0.85...1.1 Un conforming to IEC 60947-5-1 0.85...1.1 Un conforming to IEC 60947-5-1 0.85...1.1 Un conforming to IEC 60947-5-1 0.85...1.1 Un conforming to IEC 60947-5-1 0.85...1.1 Un conforming to IEC 60947-5-1 0.85...1.1 Un conforming to IEC 60947-5-1 0.85...1.1 Un conforming to IEC 60947-5-1 0.85...1.1 Un conforming to IEC 60947-5-1 0.85...1.1 Un conforming to IEC 60947-5-1 0.85...1.1 Un conforming to IEC 60947-5-1 0.85...1.1 Un conforming to IEC 60947-5-1 0.85...1.1 Un conforming to IEC 60947-5-1 0.85...1.1 Un conforming to IEC 60947-5-1 0.85...1.1 Un conforming to IEC 60947-5-1 0.85...1.1 Un conforming to IEC 60947-5-1 0.85...1.1 Un conforming to IEC 60947-5-1 0.85...1.1 Un conforming to IEC 60947-5-1 0.85...1.1 Un conforming to IEC 60947-5-1 0.85...1.1 Un conforming to IEC 60947-5-1 0.85...1.1 Un conforming to IEC 60947-5-1 0.85...1.1 Un conforming to IEC 60947-5-1 0.85...1.1 Un conforming to IEC 60947-5-1 0.85...1.1 Un conforming to IEC 60947-5-1 0.85...1.1 Un conforming to IEC 60947-5-1 0.85...1.1 Un conforming to IEC 60947-5-1 0.85...1.1 Un conforming to IEC 60947-5-1 0.85...1.1 Un conforming to IEC 60947-5-1 0.85...1.1 Un conforming to IEC 60947-5-1 0.85...1.1 Un conforming to IEC 60947-5-1 0.85...1.1 Un conforming to IEC 60947-5-1 0.85...1.1 Un conforming to IEC 60947-5-1 0.85...1.1 Un conforming to IEC 60947-5-1 0.85...1.1 Un conforming to IEC 60947-5-1 0.85...1.1 Un conforming to IEC 60947-5-1 0.85...1.1 Un conforming to IEC 60947-5-1 0.85...1.1 Un conforming to IEC 60947-5-1 0.85...1.1 Un conforming to IEC 60947-5-1 0.85...1.1 Un conforming to IEC 60947-5-1 0.85...1.1 Un conforming to IEC 60947-5-1 0.85...1.1 Un conforming to IEC 60947-5-1 0.85...1.1 Un conforming to IEC 60947-5-1 0.85...1.1 Un conforming to IEC 60947-5-1 0.85...1.1 Un conforming to IEC 60947-5-1 0.85...1.1 Un conforming to IEC 60947-5-1 0.85...1.1 Un conforming to IEC 60947-5-1 0.85...1.1 Un conforming to IEC 60947-5-1 0.85...1.1 Un conforming to IEC 60947-5-1 0.85...1.1 Un conforming to IEC 60947-5-1 0.85...1.1 Un conforming to IEC 60947-5-1 0.85...1.1 Un conforming to IEC 60947-5-1 0.85...1.1 Un conforming to IEC 60947-5-1 0.85...1.1 Un conforming to IEC 60947-5-1 0.85...1.1 Un conforming to IEC 60947-5-1 0.85...1.1 Un conforming to IEC 60947-5-1 0.85...1.1 Un conforming to IEC 60947-5-1 0.85...1.1 Un conforming to IEC 60947-5-1 0.85...1.1 Un conforming to IEC 60947-5-1 0.85...1.1 Un conforming to IEC 60947-5-1 0.85...1.1 Un conforming to IEC 60947-5-1 0.85...1.1 Un conforming to IEC 60947-5-1 0.85...1.1 Un conforming to IEC 60947-5-1 0.85...1.1 Un conforming to IEC 60947-5-1 0.85...1.1 Un conforming to IEC 60947-5-1 0.85...1.1 Un conforming to IEC 60947-5-1 0.85...1.1 Un conforming to IEC 60947-5-1 0.85...1.1 Un conforming to IEC 60947-5-1 0.85...1.1 Un conforming to IEC 60947-5-1 0.85...1.1 Un conforming to IEC 60947-5-1 0.85...1.1 Un conforming to IEC 60947-5-1 0.85...1.1 Un conforming to IEC 60947-5-1 0.85...1.1 Un conforming to IEC 60947-5-1 0.85...1.1 Un conforming to IEC 60947-5-1 0.85...1.1 Un conforming to IEC 60947-5-1 0.85...1.1 Un conforming to IEC 60947-5-1 0.85...1.1 Un conforming to IEC 60947-5-1 0.85...1.1 Un conforming to IEC 60947-5-1 0.85...1.1 Un conforming to IEC 60947-5-1 0.85...1.1 Un conforming to IEC 60947-5-1 0.85...1.1 Un conforming to IEC 60947-5-1 0.85...1.1 Un conforming to IEC 60947-5-1 0.85...1.1 Un conforming to IEC 60947-5-1 0.85...1.1 Un conforming to IEC 60947-5-1 0.85...1.1 Un conforming to IEC 60947-5-1 0.85...1.1 Un conforming to IEC 60947-5-1 0.85...1.1 Un conforming to IEC 60947-5-1 0.85...1.1 Un conforming to IEC 60947-5-1 0.85...1.1 Un conforming to IEC 60947-5-1 0.85...1.1 Un conforming to IEC 60947-5-1 0.85...1.1 Un conforming to IEC 60947-5-1 0.85...1.1 Un conforming to IEC 60947-5-1 0.85...1.1 Un conforming to IEC 60947-5-1 0.85...1.1 Un conforming to IEC 60947-5-1 0.85...1.1 Un conforming to IEC 60947-5-1 0.85...1.1 Un conforming to IEC 60947-5-1 0.85...1.1 Un conforming to IEC 60947-5-1 0.85...1.1 Un conforming to IEC 60947-5-1 0.85...1.1 Un conforming to IEC 60947-5-1 0.85...1.1 Un conforming to IEC 60947-5-1 0.85...1.1 Un conforming to IEC 60947-5-1 0.85...1.1 Un conforming to IEC 60947-5-1 0.85...1.1 Un conforming to IEC 60947-5-1 0.85...1.1 Un conforming to IEC 60947-5-1 0.85...1.1 Un conforming to IEC 60947-5-1 0.85...1.1 Un conforming to IEC 60947-5-1 0.85...1.1 Un conforming to IEC 60947-5-1 0.85...1.1 Un conforming to IEC 60947-5-1 0.85...1.1 Un conforming to IEC 60947-5-1 0.85...1.1 Un conforming to IEC 60947-5-1 0.85...1.1 Un conforming to IEC 60947-5-1 0.85...1.1 Un conforming to IEC 60947-5-1 0.85...1.1 Un conforming to IEC 60947-5-1 0.85...1.1 Un conforming to IEC 60947-5-1 0.85...1.1 Un conforming to IEC 60947-5-1 0.85...1.1 Un conforming to IEC 60947-5-1 0.85...1.1 Un conforming to IEC 60947-5-1 0.85...1.1 Un conforming to IEC 60947-5-1 0.85...1.1 Un conforming to IEC 60947-5-1 0.85...1.1 Un conforming to IEC 60947-5-1 0.85...1.1 Un conforming to IEC 60947-5-1 0.85...1.1 Un conforming to IEC 60947-5-1 0.85...1.1 Un conforming to IEC 60947-5-1 0.85...1.1 Un conforming to IEC 60947-5-1 0.85...1.1 Un conforming to IEC 60947-5-1 0.85...1.1 Un conforming to IEC 60947-5-1 0.85...1.1 Un conforming to IEC 60947-5-1 0.85...1.1 Un conforming to IEC 60947-5-1 0.85...1.1 Un conforming to IEC 60947-5-1 0.85...1.1 Un conforming to IEC 60947-5-1 0.85...1.1 Un conforming to IEC 60947-5-1 0.85...1.1 Un conforming to IEC 60947-5-1 0.85...1.1 Un conforming to IEC 60947-5-1 0.85...1.1 Un conforming to IEC 60947-5-1 0.85...1.1 Un conforming to IEC 60947-5-1 0.85...1.1 Un conforming to IEC 60947-5-1 0.85...1.1 Un conforming to IEC 60947-5-1 0.85...1.1 Un conforming to IEC 60947-5-1 0.85...1.1 Un conforming to IEC 60947-5-1 0.85...1.1 Un conforming to IEC 60947-5-1 0.85...1.1 Un conforming to IEC 60947-5-1 0.85...1.1 Un conforming to IEC 60947-5-1 0.85...1.1 Un conforming to IEC 60947-5-1 0.85...1.1 Un conforming to IEC 60947-5-1 0.85...1.1 Un conforming to IEC 60947-5-1 0.85...1.1 Un conforming to IEC 60947-5-1 0.85...1.1 Un conforming to IEC 60947-5-1 0.85...1.1 Un conforming to IEC 60947-5-1 0.85...1.1 Un conforming to IEC 60947-5-1 0.85...1.1 Un conforming to IEC 60947-5-1 0.85...1.1 Un conforming to IEC 60947-5-1 0.85...1.1 Un conforming to IEC 60947-5-1 0.85...1.1 Un conforming to IEC 60947-5-1 0.85...1.1 Un conforming to IEC 60947-5-1 0.85...1.1 Un conforming to IEC 60947-5-1 0.85...1.1 Un conforming to IEC 60947-5-1 0.85...1.1 Un conforming to IEC 60947-5-1 0.85...1.1 Un conforming to IEC 60947-5-1 0.85...1.1 Un conforming to IEC 60947-5-1 0.85...1.1 Un conforming to IEC 60947-5-1 0.85...1.1 Un conforming to IEC 60947-5-1 0.85...1.1 Un conforming to IEC 60947-5-1 0.85...1.1 Un conforming to IEC 60947-5-1 0.85...1.1 Un conforming to IEC 60947-5-1 0.85...1.1 Un conforming to IEC 60947-5-1 0.85...1.1 Un conforming to IEC 60947-5-1
| number of cables | 2 2 2 2 2 2 2 2 2 2 2 2 2 2 2 2 2 2 2 2 2 2 2 2 2 2 2 2 2 2 2 2 2 2 2 2 2 2 2 2 2 2 2 2 2 2 2 2 2 2 2 2 2 2
| on-load factor | 100 % 100 % 100 % 100 % 100 % 100 % 100 % 100 % 100 % 100 % 100 % 100 % 100 % 100 % 100 % 100 % 100 % 100 % 100 % 100 % 100 % 100 %
| operating frequency | 10 Hz 10 Hz 10 Hz 10 Hz 10 Hz 10 Hz 10 Hz 10 Hz 10 Hz 10 Hz 10 Hz 10 Hz 10 Hz 10 Hz 10 Hz 10 Hz 10 Hz
| operating limits | - 15 % + 10 % Un - 15 % + 10 % Un - 15 % + 10 % Un - 15 % + 10 % Un - 15 % + 10 % Un - 15 % + 10 % Un - 20 % + 20 % Un - 20 % + 20 % Un 183...528 V AC - 20 % + 20 % Un - 20 % + 20 % Un - 20 % + 20 % Un - 20 % + 20 % Un - 15 % + 10 % Un - 15 % + 10 % Un
| operating position | Any position without derating Any position without derating Any position without derating Any position without derating Any position without derating Any position without derating Any position without derating Any position without derating Any position without derating Any position without derating Any position without derating Any position without derating Any position without derating Any position without derating Any position without derating Any position without derating Any position without derating Any position Any position without derating Any position without derating Any position without derating Any position without derating Any position without derating Any position without derating Any position without derating Any position without derating Any position without derating Any position without derating Any position without derating Any position without derating Any position without derating Any position without derating Any position Any position Any position Any position Any position Any position Any position Any position Any position Any position Any position Any position Any position Any position Any position Any position Any position Any position Any position Any position Any position Any position Any position Any position Any position Any position Any position Any position Any position Any position Any position Any position Any position Any position Any position Any position Any position Any position Any position without derating Any position without derating Any position without derating Any position without derating Any position without derating Any position without derating Any position without derating Any position without derating Any position without derating Any position without derating Any position without derating Any position without derating Any position without derating Any position without derating Any position without derating Any position without derating Any position without derating Any position without derating Any position without derating Any position without derating Any position without derating Any position without derating Any position without derating Any position without derating Any position without derating Any position without derating Any position without derating Any position without derating Any position without derating Any position without derating Any position without derating Any position without derating Any position without derating Any position without derating Any position without derating Any position without derating Any position without derating Any position without derating Any position without derating Any position without derating Any position without derating Any position without derating Any position without derating Any position without derating Any position without derating Any position without derating Any position without derating Any position without derating Any position without derating Any position without derating Any position without derating Any position without derating Any position without derating Any position without derating Any position without derating Any position without derating Any position without derating Any position without derating Any position without derating Any position without derating Any position without derating Any position without derating Any position without derating Any position without derating Any position without derating Any position without derating Any position Any position Any position Any position Any position Any position Any position Any position Any position Any position Any position Any position Any position Any position Any position Any position Any position Any position Any position Any position Any position Any position Any position Any position Any position Any position Any position Any position Any position Any position Any position Any position Any position Any position Any position Any position Any position Any position Any position Any position Any position Any position Any position Any position Any position Any position Any position Any position Any position Any position Any position Any position Any position Any position Any position Any position Any position Any position Any position Any position Any position Any position Any position Any position Any position Any position Any position Any position Any position Any position Any position Any position Any position Any position Any position Any position Any position Any position Any position Any position Any position Any position Any position Any position Any position Any position Any position Any position Any position Any position
| operating rate | <= 360 operations/hour full load <= 360 operations/hour full load <= 360 operations/hour full load <= 360 operations/hour full load <= 360 operations/hour full load <= 360 operations/hour full load <= 360 operations/hour full load <= 360 operations/hour full load <= 360 operations/hour full load <= 360 operations/hour full load <= 360 operations/hour full load <= 360 operations/hour full load <= 360 operations/hour full load <= 360 operations/hour full load <= 360 operations/hour full load <= 360 operations/hour full load <= 360 operations/hour full load <= 360 operations/hour full load <= 360 operations/hour full load <= 360 operations/hour full load <= 360 operations/hour full load <= 360 operations/hour full load <= 360 operations/hour full load <= 360 operations/hour full load <= 360 operations/hour full load <= 360 operations/hour full load <= 360 operations/hour full load <= 360 operations/hour full load <= 360 operations/hour full load <= 360 operations/hour full load <= 360 operations/hour full load <= 360 operations/hour full load <= 360 cycles/hour under load <= 18000 cycles/hour no-load <= 360 cycles/hour under load <= 18000 cycles/hour no-load <= 360 cycles/hour under load <= 18000 cycles/hour no-load <= 360 cycles/hour under load <= 18000 cycles/hour no-load <= 360 cycles/hour under load <= 18000 cycles/hour no-load <= 360 cycles/hour under load <= 18000 cycles/hour no-load <= 360 cycles/hour under load <= 18000 cycles/hour no-load <= 360 cycles/hour under load <= 18000 cycles/hour no-load <= 600 cycles/hour under load <= 18000 cycles/hour no-load <= 600 cycles/hour under load <= 18000 cycles/hour no-load <= 600 cycles/hour under load <= 18000 cycles/hour no-load <= 600 cycles/hour under load <= 18000 cycles/hour no-load <= 600 cycles/hour under load <= 18000 cycles/hour no-load <= 600 cycles/hour under load <= 18000 cycles/hour no-load <= 600 cycles/hour under load <= 18000 cycles/hour no-load <= 600 cycles/hour under load <= 18000 cycles/hour no-load <= 600 cycles/hour under load <= 18000 cycles/hour no-load <= 600 cycles/hour under load <= 18000 cycles/hour no-load <= 600 cycles/hour under load <= 18000 cycles/hour no-load <= 600 cycles/hour under load <= 18000 cycles/hour no-load <= 600 cycles/hour under load <= 18000 cycles/hour no-load <= 600 cycles/hour under load <= 18000 cycles/hour no-load <= 600 cycles/hour under load <= 18000 cycles/hour no-load <= 600 cycles/hour under load <= 18000 cycles/hour no-load <= 600 cycles/hour under load <= 18000 cycles/hour no-load <= 600 cycles/hour under load <= 18000 cycles/hour no-load <= 600 cycles/hour under load <= 18000 cycles/hour no-load <= 600 cycles/hour under load <= 18000 cycles/hour no-load <= 600 cycles/hour under load <= 18000 cycles/hour no-load <= 600 cycles/hour under load <= 18000 cycles/hour no-load <= 600 cycles/hour under load <= 18000 cycles/hour no-load <= 600 cycles/hour under load <= 18000 cycles/hour no-load <= 600 cycles/hour under load <= 18000 cycles/hour no-load <= 600 cycles/hour under load <= 18000 cycles/hour no-load <= 600 cycles/hour under load <= 18000 cycles/hour no-load <= 600 cycles/hour under load <= 18000 cycles/hour no-load <= 600 cycles/hour under load <= 18000 cycles/hour no-load <= 600 cycles/hour under load <= 18000 cycles/hour no-load <= 600 cycles/hour under load <= 18000 cycles/hour no-load <= 600 cycles/hour under load <= 18000 cycles/hour no-load <= 600 cycles/hour under load <= 18000 cycles/hour no-load <= 600 cycles/hour under load <= 18000 cycles/hour no-load <= 600 cycles/hour under load <= 18000 cycles/hour no-load <= 600 cycles/hour under load <= 18000 cycles/hour no-load <= 72000 cycles/hour no-load <= 360 cycles/hour under load <= 72000 cycles/hour no-load <= 360 cycles/hour under load <= 72000 cycles/hour no-load <= 360 cycles/hour under load <= 72000 cycles/hour no-load <= 360 cycles/hour under load <= 72000 cycles/hour no-load <= 360 cycles/hour under load <= 72000 cycles/hour no-load <= 360 cycles/hour under load <= 72000 cycles/hour no-load <= 360 cycles/hour under load <= 72000 cycles/hour no-load <= 360 cycles/hour under load <= 72000 cycles/hour no-load <= 360 cycles/hour under load <= 72000 cycles/hour no-load <= 360 cycles/hour under load <= 600 cycles/hour under load <= 72000 cycles/hour no-load <= 600 cycles/hour under load <= 72000 cycles/hour no-load <= 600 cycles/hour under load <= 72000 cycles/hour no-load <= 600 cycles/hour under load <= 72000 cycles/hour no-load <= 600 cycles/hour under load <= 72000 cycles/hour no-load <= 600 cycles/hour under load <= 72000 cycles/hour no-load <= 600 cycles/hour under load <= 72000 cycles/hour no-load <= 600 cycles/hour under load <= 72000 cycles/hour no-load <= 600 cycles/hour under load <= 72000 cycles/hour no-load <= 600 cycles/hour under load <= 72000 cycles/hour no-load <= 600 cycles/hour under load <= 72000 cycles/hour no-load <= 600 cycles/hour under load <= 72000 cycles/hour no-load <= 600 cycles/hour under load <= 72000 cycles/hour no-load <= 600 cycles/hour under load <= 72000 cycles/hour no-load <= 600 cycles/hour under load <= 72000 cycles/hour no-load <= 600 cycles/hour under load <= 72000 cycles/hour no-load <= 600 cycles/hour under load <= 72000 cycles/hour no-load <= 600 cycles/hour under load <= 72000 cycles/hour no-load <= 600 cycles/hour under load <= 72000 cycles/hour no-load <= 600 cycles/hour under load <= 72000 cycles/hour no-load <= 600 cycles/hour under load <= 72000 cycles/hour no-load <= 600 cycles/hour under load <= 72000 cycles/hour no-load <= 600 cycles/hour under load <= 72000 cycles/hour no-load <= 600 cycles/hour under load <= 72000 cycles/hour no-load <= 600 cycles/hour under load <= 72000 cycles/hour no-load <= 600 cycles/hour under load <= 72000 cycles/hour no-load <= 600 cycles/hour under load <= 72000 cycles/hour no-load <= 600 cycles/hour under load <= 72000 cycles/hour no-load <= 600 cycles/hour under load <= 72000 cycles/hour no-load <= 600 cycles/hour under load <= 72000 cycles/hour no-load <= 600 cycles/hour under load <= 72000 cycles/hour no-load <= 600 cycles/hour under load <= 72000 cycles/hour no-load <= 600 cycles/hour under load <= 72000 cycles/hour no-load <= 600 cycles/hour under load <= 72000 cycles/hour no-load <= 600 cycles/hour under load <= 72000 cycles/hour no-load <= 600 cycles/hour under load <= 72000 cycles/hour no-load
| operating time | 5 ms reset 12 ms 5 ms reset 12 ms 5 ms reset 12 ms 5 ms reset 12 ms 5 ms reset 12 ms 5 ms reset 12 ms 5 ms reset 12 ms 5 ms reset 12 ms 20 ms operating 20 ms reset 20 ms operating 20 ms reset 20 ms operating 20 ms reset 20 ms operating 20 ms reset 20 ms operating 20 ms reset 20 ms operating 20 ms reset 20 ms operating 20 ms reset 20 ms operating 20 ms reset 20 ms operating 20 ms reset 20 ms operating 20 ms reset 20 ms operating 20 ms reset 20 ms operating 20 ms reset 20 ms operating 20 ms reset 20 ms operating 20 ms reset 20 ms operating 20 ms reset 20 ms operating 20 ms reset 20 ms operating 20 ms reset 20 ms operating 20 ms reset 20 ms operating 20 ms reset 20 ms operating 20 ms reset 20 ms operating 20 ms reset 20 ms operating 20 ms reset 20 ms operating 20 ms reset 20 ms operating 20 ms reset 20 ms operating 20 ms reset 20 ms operating 20 ms reset 20 ms operating 20 ms reset 20 ms operating 20 ms reset 20 ms operating 20 ms reset 20 ms operating 20 ms reset 20 ms operating 20 ms reset 20 ms operating 20 ms reset 20 ms operating 20 ms reset 20 ms operating 20 ms reset 20 ms operating 20 ms reset 20 ms operating 20 ms reset 5 ms reset 12 ms 5 ms reset 12 ms 5 ms reset 12 ms 5 ms reset 12 ms 5 ms reset 12 ms 5 ms reset 12 ms 5 ms reset 12 ms 5 ms reset 12 ms 5 ms reset 12 ms 5 ms reset 12 ms 10 ms between coil de-energisation and making of the Off-delay contact 12 ms between coil energisation and making of the On-delay contact 4 ms between coil de-energisation and making of the Off-delay contact 9 ms between coil energisation and making of the On-delay contact 10 ms between coil de-energisation and making of the Off-delay contact 12 ms between coil energisation and making of the On-delay contact 4 ms between coil de-energisation and making of the Off-delay contact 9 ms between coil energisation and making of the On-delay contact 10 ms between coil de-energisation and making of the Off-delay contact 12 ms between coil energisation and making of the On-delay contact 4 ms between coil de-energisation and making of the Off-delay contact 9 ms between coil energisation and making of the On-delay contact 4 ms between coil de-energisation and making of the Off-delay contact 9 ms between coil energisation and making of the On-delay contact 10 ms between coil de-energisation and making of the Off-delay contact 12 ms between coil energisation and making of the On-delay contact 10 ms between coil de-energisation and making of the Off-delay contact 12 ms between coil energisation and making of the On-delay contact 10 ms between coil de-energisation and making of the Off-delay contact 12 ms between coil energisation and making of the On-delay contact 4 ms between coil de-energisation and making of the Off-delay contact 9 ms between coil energisation and making of the On-delay contact 4 ms between coil de-energisation and making of the Off-delay contact 9 ms between coil energisation and making of the On-delay contact 10 ms between coil de-energisation and making of the Off-delay contact 12 ms between coil energisation and making of the On-delay contact 4 ms between coil de-energisation and making of the Off-delay contact 9 ms between coil energisation and making of the On-delay contact 10 ms between coil de-energisation and making of the Off-delay contact 12 ms between coil energisation and making of the On-delay contact 4 ms between coil de-energisation and making of the Off-delay contact 9 ms between coil energisation and making of the On-delay contact 10 ms between coil de-energisation and making of the Off-delay contact 12 ms between coil energisation and making of the On-delay contact 4 ms between coil de-energisation and making of the Off-delay contact 9 ms between coil energisation and making of the On-delay contact 4 ms between coil de-energisation and making of the Off-delay contact 9 ms between coil energisation and making of the On-delay contact 10 ms between coil de-energisation and making of the Off-delay contact 12 ms between coil energisation and making of the On-delay contact 10 ms between coil de-energisation and making of the Off-delay contact 12 ms between coil energisation and making of the On-delay contact 10 ms between coil de-energisation and making of the Off-delay contact 12 ms between coil energisation and making of the On-delay contact 4 ms between coil de-energisation and making of the Off-delay contact 9 ms between coil energisation and making of the On-delay contact 4 ms between coil de-energisation and making of the Off-delay contact 9 ms between coil energisation and making of the On-delay contact 10 ms between coil de-energisation and making of the Off-delay contact 12 ms between coil energisation and making of the On-delay contact 4 ms between coil de-energisation and making of the Off-delay contact 9 ms between coil energisation and making of the On-delay contact 10 ms between coil de-energisation and making of the Off-delay contact 12 ms between coil energisation and making of the On-delay contact 4 ms between coil de-energisation and making of the Off-delay contact 9 ms between coil energisation and making of the On-delay contact 10 ms between coil de-energisation and making of the Off-delay contact 12 ms between coil energisation and making of the On-delay contact 4 ms between coil de-energisation and making of the Off-delay contact 9 ms between coil energisation and making of the On-delay contact 4 ms between coil de-energisation and making of the Off-delay contact 9 ms between coil energisation and making of the On-delay contact 4 ms between coil de-energisation and making of the Off-delay contact 9 ms between coil energisation and making of the On-delay contact 10 ms between coil de-energisation and making of the Off-delay contact 12 ms between coil energisation and making of the On-delay contact 4 ms between coil de-energisation and making of the Off-delay contact 9 ms between coil energisation and making of the On-delay contact 10 ms between coil de-energisation and making of the Off-delay contact 12 ms between coil energisation and making of the On-delay contact 10 ms between coil de-energisation and making of the Off-delay contact 12 ms between coil energisation and making of the On-delay contact
| operating voltage tolerance | - 15 % + 10 % Un - 10 % + 10 % Un DC - 15 % + 10 % Un AC - 10 % + 10 % Un DC - 15 % + 10 % Un AC - 10 % + 10 % Un DC - 15 % + 10 % Un AC - 15 % + 10 % Un - 15 % + 10 % Un - 15 % + 10 % Un - 15 % + 10 % Un - 15 % + 10 % Un - 15 % + 10 % Un - 15 % + 10 % Un - 15 % + 10 % Un - 15 % + 10 % Un - 15 % + 10 % Un 0.85...1.1 Uc 0.85...1.1 Uc 0.85...1.1 Uc 0.85...1.1 Uc 0.85...1.1 Uc 0.85...1.1 Uc 0.85...1.1 Uc 0.85...1.1 Uc 0.85...1.1 Uc 0.85...1.1 Uc 0.85...1.1 Uc 0.85...1.1 Uc 0.85...1.1 Uc 0.85...1.1 Uc 0.85...1.1 Uc 0.85...1.1 Uc 0.85...1.1 Uc 0.85...1.1 Uc 0.85...1.1 Uc 0.85...1.1 Uc 0.85...1.1 Uc 0.85...1.1 Uc 0.85...1.1 Uc 0.85...1.1 Uc 0.85...1.1 Uc 0.85...1.1 Uc 0.85...1.1 Uc 0.85...1.1 Uc 0.85...1.1 Uc 0.85...1.1 Uc 0.85...1.1 Uc 0.85...1.1 Uc 0.85...1.1 Uc 0.85...1.1 Uc 0.85...1.1 Uc 0.85...1.1 Uc 0.85...1.1 Uc 0.85...1.1 Uc 0.85...1.1 Uc 0.85...1.1 Uc 0.85...1.1 Uc
| output contacts | 1 C/O 1 C/O 1 C/O 1 C/O 2 C/O 1 C/O 1 C/O 1 C/O 1 C/O 1 C/O 1 C/O 1 C/O 1 C/O 1 C/O 1 C/O 2 NO 2 NO 1 C/O 1 C/O + 1 C/O 2 C/O 2 C/O 2 C/O 1 C/O 1 C/O 2 C/O 2 NO 2 NO 2 C/O 2 C/O 2 C/O 1 C/O + 1 C/O, 1 per threshold 1 C/O + 1 C/O, 1 per threshold 2 C/O 2 C/O 2 C/O 2 C/O 2 C/O 2 C/O 2 C/O 2 C/O 2 C/O 2 C/O 2 C/O 2 C/O 2 C/O 2 C/O 2 C/O 2 C/O 2 C/O 2 C/O 2 C/O 2 C/O 2 C/O 2 C/O 2 C/O 1 C/O 1 C/O 1 C/O 2 C/O 2 C/O 2 C/O 2 C/O 2 C/O 2 C/O 2 C/O 2 C/O 1 C/O 1 C/O 1 C/O 1 C/O 1 C/O 1 C/O 1 C/O 1 C/O 1 C/O 2 C/O 2 C/O 2 C/O 2 C/O 2 C/O 2 C/O 2 C/O 2 C/O 2 C/O 2 C/O 2 C/O 2 C/O 2 C/O 2 C/O 1 C/O 2 C/O 1 C/O 2 C/O 2 C/O 2 C/O 2 C/O 2 C/O 2 C/O 2 C/O 2 C/O 2 C/O 2 C/O 2 C/O 2 C/O 2 C/O 2 C/O 1 C/O 1 C/O 1 C/O 1 C/O
| output overvoltage protection | 2 J 2 J 2 J 2 J 2 J 2 J 2 J 2 J 2 J 2 J
| output relay state | Tripped if V measured > V set Tripped if A measured > A set Tripped if A measured > A set Tripped if V measured > V set Tripped if V measured > V set Tripped if A measured > A set Tripped if A measured > A set Tripped if V measured > V set Tripped if V measured > V set Tripped if A measured > A set Tripped if A measured > A set Tripped if V measured > V set Tripped if A measured > A set Tripped if V measured > V set Tripped if A measured > A set Tripped if V measured > V set Tripped if A measured > A set Tripped if V measured > V set Tripped if V measured > V set Tripped if A measured > A set Tripped if A measured > A set Tripped if V measured > V set Tripped if A measured > A set Tripped if A measured > A set Tripped if A measured > A set Tripped if A measured > A set Tripped if A measured > A set Tripped if A measured > A set Tripped if A measured > A set Tripped if A measured > A set Tripped if A measured > A set Tripped if A measured > A set Tripped if A measured > A set Tripped if A measured > A set Tripped if A measured > A set Tripped if A measured > A set Tripped if A measured > A set Tripped if A measured > A set Tripped if A measured > A set Tripped if A measured > A set Tripped if A measured > A set Tripped if A measured > A set Tripped, fault present Tripped, fault present Tripped, fault present Tripped, fault present Tripped, fault present Tripped, fault present Tripped, fault present Tripped, fault present Tripped, fault present Tripped, fault present Tripped, fault present Tripped, fault present Tripped, fault present Tripped, fault present According to chosen function According to chosen function According to chosen function According to chosen function According to chosen function According to chosen function According to chosen function According to chosen function According to chosen function
| output voltage | 240 V at 5 A AC-12 30 V at 2 A DC-13 240 V at 1.5 A AC-15 240 V at 5 A AC-12 30 V at 2 A DC-13 240 V at 1.5 A AC-15 240 V at 5 A AC-12 30 V at 2 A DC-13 240 V at 1.5 A AC-15 240 V at 5 A AC-12 30 V at 2 A DC-13 240 V at 1.5 A AC-15
| overload input current | 11 A permanent at 25 °C E1-L2 terminals 50 A non repetitive < 1 s at 25 °C E1-L2 terminals
| overvoltage category | III conforming to IEC 60664-1 III conforming to IEC 60664-1 III conforming to IEC 60664-1 III conforming to IEC 60664-1 III conforming to IEC 60664-1 III conforming to IEC 60664-1 III conforming to IEC 60664-1 III conforming to IEC 60664-1 III conforming to IEC 60664-1 III conforming to IEC 60664-1 III conforming to IEC 60664-1 III conforming to IEC 60664-1 III conforming to IEC 60664-1 III conforming to IEC 60664-1 III conforming to IEC 60664-1 III conforming to IEC 60664-1 III conforming to IEC 60664-1 III conforming to IEC 60664-1 III conforming to IEC 60664-1 III conforming to IEC 60664-1 III conforming to IEC 60664-1 III conforming to IEC 60664-1 III conforming to IEC 60664-1 III conforming to IEC 60664-1 III conforming to IEC 60664-1 III conforming to IEC 60664-1 III conforming to IEC 60664-1 III conforming to IEC 60664-1 III conforming to IEC 60664-1 III conforming to IEC 60664-1 III conforming to IEC 60664-1 III conforming to IEC 60664-1 III conforming to IEC 60664-1 III conforming to UL 508 III conforming to IEC 60664-1 III conforming to UL 508 III conforming to IEC 60664-1 III conforming to IEC 60664-1 III conforming to IEC 60664-1 III conforming to IEC 60664-1 III conforming to IEC 60664-1 III conforming to UL 508 III conforming to IEC 60664-1 III conforming to UL 508 III conforming to IEC 60664-1 III conforming to UL 508 III conforming to IEC 60664-1 III conforming to UL 508 III conforming to IEC 60664-1 III conforming to UL 508 III conforming to IEC 60664-1 III conforming to UL 508 III conforming to IEC 60664-1 III conforming to UL 508 III conforming to IEC 60664-1 III conforming to IEC 60664-1 III conforming to IEC 60664-1 III conforming to IEC 60664-1 III conforming to IEC 60664-1 III conforming to IEC 60664-1 III conforming to IEC 60664-1 III conforming to IEC 60664-1 III conforming to UL 508 III conforming to IEC 60664-1 III conforming to UL 508 III conforming to IEC 60664-1 III conforming to IEC 60664-1 III conforming to IEC 60664-1 III conforming to IEC 60664-1 III conforming to IEC 60664-1 III conforming to IEC 60664-1 III conforming to IEC 60664-1 III conforming to IEC 60664-1 III conforming to IEC 60664-1 III conforming to IEC 60664-1 III conforming to IEC 60664-1 III conforming to IEC 60664-1 III conforming to IEC 60664-1 III conforming to IEC 60664-1 III conforming to IEC 60664-1 III conforming to IEC 60664-1 III conforming to IEC 60664-1 III conforming to IEC 60664-1 III conforming to IEC 60664-1 III conforming to IEC 60664-1 III conforming to IEC 60664-1 III conforming to IEC 60664-1 III conforming to IEC 60664-1 III conforming to IEC 60664-1 III conforming to IEC 60664-1 III conforming to IEC 60664-1 Class II conforming to EN/IEC 61140 Class II conforming to EN/IEC 61140 Class II conforming to EN/IEC 61140 Class II conforming to EN/IEC 61140 Class II conforming to EN/IEC 61140 Class II conforming to EN/IEC 61140 Class II conforming to EN/IEC 61140 Class II conforming to EN/IEC 61140 Class II conforming to EN/IEC 61140 Class II conforming to EN/IEC 61140 Class II conforming to EN/IEC 61140 Class II conforming to EN/IEC 61140 Class II conforming to EN/IEC 61140 Class II conforming to EN/IEC 61140 Class II conforming to EN/IEC 61140 Class II conforming to EN/IEC 61140 III conforming to IEC 60664-1 III conforming to IEC 60664-1 III conforming to IEC 60664-1 III conforming to IEC 60664-1 III conforming to IEC 60664-1 III conforming to IEC 60664-1 III conforming to IEC 60664-1 III conforming to IEC 60664-1 III conforming to IEC 60664-1 III conforming to IEC 60664-1 III conforming to IEC 60664-1 III conforming to IEC 60664-1 III conforming to IEC 60664-1 III conforming to IEC 60664-1 III conforming to IEC 60664-1 III conforming to IEC 60664-1 III conforming to IEC 60664-1 III conforming to IEC 60664-1 III conforming to IEC 60664-1 III conforming to IEC 60664-1 III conforming to IEC 60664-1 III conforming to IEC 60664-1 III conforming to IEC 60664-1 III conforming to IEC 60664-1 III conforming to IEC 60664-1 III conforming to IEC 60664-1 III conforming to IEC 60664-1 III conforming to IEC 60664-1 III conforming to IEC 60664-1 III conforming to IEC 60664-1 III conforming to IEC 60664-1 III conforming to IEC 60664-1 III conforming to IEC 60664-1 III conforming to IEC 60664-1 III conforming to IEC 60664-1 III conforming to IEC 60664-1 III conforming to IEC 60664-1 III conforming to IEC 60664-1 III conforming to IEC 60664-1 III conforming to IEC 60664-1 III conforming to IEC 60664-1 III conforming to IEC 60664-1 III conforming to IEC 60664-1 III conforming to IEC 60664-1 III conforming to IEC 60664-1 III conforming to IEC 60664-1 III conforming to IEC 60664-1 III conforming to IEC 60664-1 III conforming to IEC 60664-1 III conforming to IEC 60664-1 III conforming to IEC 60664-1 III conforming to IEC 60664-1 III conforming to IEC 60664-1 III conforming to IEC 60664-1 III conforming to IEC 60664-1 III conforming to IEC 60664-1 III conforming to IEC 60664-1 III conforming to IEC 60664-1 III conforming to IEC 60664-1 III conforming to IEC 60664-1 III conforming to IEC 60664-1 III conforming to IEC 60664-1 III conforming to IEC 60664-1 III conforming to IEC 60664-1 III conforming to IEC 60664-1 III conforming to IEC 60664-1
| peak current | 0.001 kA for 30 s on energisation 0.001 kA for 30 s on energisation 0.001 kA for 30 s on energisation
| permissible continuous overload | 0.15 A 0.05 A 1.5 A 0.05 A 0.15 A 1.5 A 1.5 A 0.15 A 0.05 A 1.5 A 0.15 A 0.05 A 0.05 A 1.5 A 0.15 A 0.15 A 1.5 A 0.05 A 0.15 A 1.5 A 0.05 A 2 A 20 A 7 A 7 A 20 A 2 A 7 A 20 A 2 A 20 A 2 A 7 A 80 V 20 V 60 V 80 V 20 V 60 V 20 V 80 V 60 V 150 V 90 V 300 V 300 V 90 V 150 V 90 V 150 V 300 V 550 V 400 V 550 V 400 V 550 V 400 V 80 V 60 V 20 V 20 V 60 V 80 V 80 V 20 V 60 V 60 V 80 V 20 V 150 V 90 V 300 V 90 V 150 V 300 V 300 V 90 V 150 V 150 V 300 V 90 V 550 V 400 V 400 V 550 V 550 V 400 V 550 V 400 V
| permissible non repetitive overload | 5 A 0.2 A 0.5 A 5 A 0.2 A 0.5 A 5 A 0.2 A 0.5 A 5 A 0.2 A 0.5 A 5 A 0.2 A 0.5 A 5 A 0.2 A 0.5 A 5 A 0.2 A 0.5 A 10 A for <= 3 s 100 A 15 A 10 A for <= 3 s 100 A 15 A 10 A for <= 3 s 100 A 15 A 10 A for <= 3 s 100 A 15 A 100 A for <= 1 s 25 A for <= 1 s 80 A for <= 1 s 100 A for <= 1 s 25 A for <= 1 s 80 A for <= 1 s 100 A for <= 1 s 25 A for <= 1 s 80 A for <= 1 s 100 A for <= 1 s 200 A for <= 1 s 400 A for <= 1 s 100 A for <= 1 s 200 A for <= 1 s 400 A for <= 1 s 100 A for <= 1 s 200 A for <= 1 s 400 A for <= 1 s 500 A for <= 1 s 550 A for <= 1 s 500 A for <= 1 s 550 A for <= 1 s 500 A for <= 1 s 550 A for <= 1 s 100 A for <= 1 s 25 A for <= 1 s 80 A for <= 1 s 100 A for <= 1 s 25 A for <= 1 s 80 A for <= 1 s 100 A for <= 1 s 25 A for <= 1 s 80 A for <= 1 s 100 A for <= 1 s 25 A for <= 1 s 80 A for <= 1 s 100 A for <= 1 s 200 A for <= 1 s 550 A for <= 1 s 100 A for <= 1 s 200 A for <= 1 s 400 A for <= 1 s 100 A for <= 1 s 200 A for <= 1 s 400 A for <= 1 s 100 A for <= 1 s 200 A for <= 1 s 400 A for <= 1 s 500 A for <= 1 s 550 A for <= 1 s 500 A for <= 1 s 550 A for <= 1 s 500 A for <= 1 s 550 A for <= 1 s 500 A for <= 1 s 550 A for <= 1 s
| phase failure sensitivity | 0.7 Un 0.7 Un 0.7 Un 0.7 Un
| pick up duration | 55 ms 55 ms 55 ms 55 ms
| polarity | Yes DC Non reversible polarity on DC supply Non reversible polarity on DC supply Non reversible polarity on DC supply Non reversible polarity on DC supply Non reversible polarity on DC supply No DC No DC Reversible polarity on DC supply Non reversible polarity on DC supply Non reversible polarity on DC supply Non reversible polarity on DC supply
| potentiometer characteristic | Linear 47 kOhm (+/- 20 %), 0.2 W, cable length <25 m Z1Z2 terminal(s) Linear 47 kOhm (+/- 20 %), 0.2 W, cable length <25 m Z1Z2 terminal(s) Linear 47 kOhm (+/- 20 %), 0.2 W, cable length <25 m Z1Z2 terminal(s) Linear 47 kOhm (+/- 20 %), 0.2 W, cable length <25 m Z1Z2 terminal(s) Linear 47 kOhm (+/- 20 %), 0.2 W, cable length <25 m Z1Z2 terminal(s) Linear 47 kOhm (+/- 20 %), 0.2 W, cable length <25 m Z1Z2 terminal(s)
| power consumption | 1.5 W DC 1.5 W DC 0.5 W DC 0.5 W DC 2.4 W DC
| power consumption in VA | 0…22 VA at 400 V AC 50 Hz 0…22 VA at 400 V AC 50 Hz 0…22 VA at 400 V AC 50 Hz 0…22 VA at 400 V AC 50 Hz 0…22 VA at 400 V AC 50 Hz 0…22 VA at 400 V AC 50 Hz 0…22 VA at 400 V AC 50 Hz 0…4 VA at 24...240 V AC 0…4 VA at 24...240 V AC 3.5 VA AC 3.5 VA AC 5 VA AC 8 VA AC 5 VA AC 8 VA AC 10 VA at 240 V AC 60 Hz 15 VA at 480 V AC 60 Hz 15 VA at 480 V AC 60 Hz 10 VA at 240 V AC 60 Hz 15 VA at 480 V AC 60 Hz 10 VA at 240 V AC 60 Hz 15 VA at 480 V AC 60 Hz 3.5 VA AC 3.5 VA AC 3.5 VA AC 3.5 VA AC 3.5 VA AC 3.5 VA AC 5 VA AC 3.5 VA AC 8 VA AC 4 VA at 480 V AC 60 Hz 0…3 VA at 240 V AC 0…3 VA at 240 V AC 0…3 VA at 240 V AC 0…3 VA at 240 V AC 0…3 VA at 240 V AC 0…32 VA at 240 V AC 0…32 VA at 240 V AC 0…32 VA at 240 V AC 0…32 VA at 240 V AC 0…0.7 VA at 12 V AC 0…32 VA at 240 V AC 0…32 VA at 240 V AC 0…0.7 VA at 12 V AC 0…32 VA at 240 V AC 0…3 VA at 240 V AC 0…3 VA at 240 V AC 0…32 VA at 240 V AC 50 VA at 240 V AC 8 VA at 230...240 V 17 VA at 380...440 V 50 VA at 240 V AC 1.2 VA at 12 V AC 3 VA at 240 V AC 50 VA at 240 V AC 50 VA at 240 V AC 3 VA at 240 V AC 3 VA at 240 V AC 3 VA at 240 V AC 3 VA at 240 V AC 3 VA at 240 V AC 3 VA at 240 V AC 3 VA at 240 V AC 3 VA at 240 V AC 3 VA at 240 V AC 3 VA at 240 V AC 3 VA at 240 V AC 3 VA at 240 V AC 35 VA at 240 V AC 3 VA at 240 V AC 3 VA at 240 V AC 3 VA at 240 V AC 3 VA at 240 V AC 3 VA at 240 V AC 3 VA at 240 V AC 3 VA at 240 V AC 3 VA at 240 V AC 3 VA at 240 V AC 15 VA at 380 V AC 3 VA at 240 V AC 3 VA at 240 V AC 3 VA at 240 V AC 1.1 VA at 24 V 4.8 VA at 240 V 1.1 VA at 24 V 4.8 VA at 240 V 1.1 VA at 24 V 4.8 VA at 240 V 1.1 VA at 24 V 4.8 VA at 240 V 0.7 VA at 24 V 1.8 VA at 110 V 8.5 VA at 240 V 2 VA at 48 V 1.2 VA at 24 V 12.5 VA at 240 V 2.8 VA at 110 V 2 VA at 24 V 6 VA at 240 V 2.5 VA at 48 V 3.2 VA at 110 V 2 VA at 24 V 6 VA at 240 V 2.5 VA at 48 V 3.2 VA at 110 V 2 VA at 24 V 6 VA at 240 V 2.5 VA at 48 V 3.2 VA at 110 V 0.7 VA at 24 V 1.6 VA at 48 V 1.8 VA at 110 V 8.5 VA at 240 V 0.7 VA at 24 V 1.6 VA at 48 V 1.8 VA at 110 V 8.5 VA at 240 V 2 VA at 48 V 1.2 VA at 24 V 12.5 VA at 240 V 2.8 VA at 110 V 0.7 VA at 24 V 1.8 VA at 110 V 8.5 VA at 240 V 0.7 VA at 24 V 1.8 VA at 110 V 8.5 VA at 240 V 0.7 VA at 24 V 1.8 VA at 110 V 8.5 VA at 240 V
| power consumption in W | 0.7 W at 24 V DC 0.7 W at 24 V DC 0.5 W at 12 V DC 1.5 W at 240 V DC 0.7 W at 24 V DC 0.7 W at 24 V DC 1.5 W at 240 V DC 1.5 W at 240 V DC 1.5 W at 240 V DC 1.5 W at 240 V DC 1.5 W at 240 V DC 1.5 W at 240 V DC 1.5 W at 240 V DC 2 W at 240 V DC 1.5 W at 240 V DC 2 W at 240 V DC 1.5 W at 240 V DC 1.5 W at 240 V DC 0.6 W at 24 V DC 1.5 W at 240 V DC 1.5 W at 240 V DC 1.5 W at 240 V DC 1.5 W at 240 V DC 1.5 W at 240 V DC 2 W at 240 V DC 1.5 W at 240 V DC 1.5 W at 240 V DC 1.5 W at 240 V DC 1.5 W at 240 V DC 1.5 W at 240 V DC 1.5 W at 240 V DC 0.6 W at 24 V DC 0.5 W at 24 V 1.7 W at 240 V 0.5 W at 24 V 1.7 W at 240 V 0.5 W at 24 V 1.7 W at 240 V 0.5 W at 24 V 1.7 W at 240 V 3.2 W 3.2 W 3.2 W 3 W 3 W 3 W 3 W 1.8 W 1.8 W 1.8 W 3.8 W 3.8 W 3.8 W 10 W 10 W
| power on delay | 100 ms 100 ms 100 ms 100 ms 100 ms 100 ms 100 ms 100 ms 100 ms 100 ms 100 ms 100 ms 100 ms 100 ms 100 ms 100 ms 100 ms 100 ms
| product compatibility | NFC enabled mobile device
| product destination | Banks without flash discharge tube unit Banks without flash discharge tube unit
| product front plate size | 48 x 48 mm 48 x 48 mm 48 x 48 mm 48 x 48 mm
| protection category | RT III RT III RT III RT III RT III RT III RT III RT III RT I RT I RT I RT I RT I RT I RT I RT I RT I RT I RT I RT I RT I RT I RT I RT I RT I RT I RT I RT I RT I RT I RT I RT I RT I RT I RT I RT I RT I RT I RT I RT I RT I RT I RT I RT I RT III RT III RT III RT III RT III RT III RT III RT III RT III RT III RT I RT I RT I RT I RT I RT I RT I RT I RT I RT I RT I RT I RT I RT I RT I RT I RT I RT I RT I RT I RT I RT I RT I RT I RT I RT I RT I RT I RT I RT I RT I RT I RT I RT I RT I RT I
| protection type | Overvoltage protection on output (+/- 30 V) Reverse polarity protection on output Short-circuit protection on output Reverse polarity protection on power supply Reverse polarity protection on output Overvoltage protection on output (+/- 30 V) Reverse polarity protection on power supply Short-circuit protection on output Reverse polarity protection on power supply Short-circuit protection on output Overvoltage protection on output (+/- 30 V) Reverse polarity protection on output Reverse polarity protection on output Short-circuit protection on output Reverse polarity protection on power supply Overvoltage protection on output (+/- 30 V) Reverse polarity protection on output Overvoltage protection on output (+/- 30 V) Reverse polarity protection on power supply Short-circuit protection on output Reverse polarity protection on power supply Overvoltage protection on output (+/- 30 V) Reverse polarity protection on output Short-circuit protection on output Short-circuit protection on output Reverse polarity protection on output Overvoltage protection on output (+/- 30 V) Reverse polarity protection on power supply Short-circuit protection on output Reverse polarity protection on power supply Overvoltage protection on output (+/- 30 V) Reverse polarity protection on output Overvoltage protection on output (+/- 30 V) Reverse polarity protection on power supply Short-circuit protection on output Reverse polarity protection on output Overvoltage protection on output (+/- 30 V) Reverse polarity protection on output Short-circuit protection on output Overvoltage protection on output (+/- 30 V) Reverse polarity protection on output Short-circuit protection on output Reverse polarity protection on output Overvoltage protection on output (+/- 30 V) Short-circuit protection on output Overvoltage protection on output (+/- 30 V) Reverse polarity protection on output Short-circuit protection on output Overvoltage protection on output (+/- 30 V) Reverse polarity protection on output Short-circuit protection on output Short-circuit protection on output Overvoltage protection on output (+/- 30 V) Reverse polarity protection on output Reverse polarity protection on output Short-circuit protection on output Overvoltage protection on output (+/- 30 V) Short-circuit protection on output Reverse polarity protection on output Overvoltage protection on output (+/- 30 V) Reverse polarity protection on output Short-circuit protection on output Overvoltage protection on output (+/- 30 V)
| quality labels | CE CE CE CE CE CE CE CE CE CE CE CE CE CE CE CE CE CE CE CE CE CE CE CE CE CE CE CE CE CE CE CE CE
| range compatibility | AS-Interface cabling system AS-Interface cabling system
| rated operational voltage limits | 18...33.6 V DC 36...67.2 V DC 9...16.8 V DC 45...84 V DC 18...33.6 V DC 36...67.2 V DC 9...16.8 V DC 45...84 V DC
| release of input voltage | 7 V 9 V 7 V 8 V 10 V 10 V 10 V 10 V 5 V 10 V 10 V 5 V 10 V 5 V 5 V 10 V
| repeat accuracy | +/- 0.5 % for input and measurement circuit 0.5 % for input and measurement circuit 3 % for time delay 0.5 % for input and measurement circuit 3 % for time delay 0.5 % for input and measurement circuit 3 % for time delay 0.5 % for input and measurement circuit 3 % for time delay +/- 0.5 % for input and measurement circuit +/- 1 % for time delay +/- 0.5 % for input and measurement circuit +/- 1 % for time delay +/- 0.5 % for input and measurement circuit +/- 1 % for time delay +/- 0.5 % for input and measurement circuit +/- 1 % for time delay +/- 0.5 % for input and measurement circuit +/- 1 % for time delay +/- 0.5 % for input and measurement circuit +/- 1 % for time delay +/- 0.5 % for input and measurement circuit +/- 1 % for time delay +/- 1 % for input and measurement circuit +/- 1 % for time delay +/- 0.5 % for input and measurement circuit +/- 0.5 % for time delay +/- 0.5 % for input and measurement circuit +/- 2 % for time delay +/- 0.5 % for input and measurement circuit +/- 2 % for time delay +/- 2 % for time delay +/- 2 % for time delay +/- 0.5 % for input and measurement circuit +/- 0.5 % for time delay 0.3 % for time delay 0.5 % for input and measurement circuit +/- 0.5 % for input and measurement circuit +/- 2 % for time delay +/- 0.5 % for input and measurement circuit +/- 2 % for time delay +/- 0.5 % for input and measurement circuit +/- 2 % for time delay +/- 0.5 % for input and measurement circuit +/- 1 % for time delay +/- 0.5 % for input and measurement circuit +/- 1 % for time delay +/- 0.5 % for input and measurement circuit +/- 0.2 % for time delay +/- 0.5 % for input and measurement circuit +/- 0.2 % for time delay +/- 2 % for time delay +/- 2 % for time delay +/- 2 % for time delay +/- 2 % for time delay +/- 0.5 % for input and measurement circuit +/- 3 % for time delay +/- 0.5 % for input and measurement circuit +/- 3 % for time delay +/- 0.5 % for input and measurement circuit +/- 3 % for time delay +/- 0.5 % for input and measurement circuit +/- 3 % for time delay +/- 0.5 % for input and measurement circuit +/- 0.5 % for input and measurement circuit +/- 0.5 % for input and measurement circuit +/- 0.5 % for input and measurement circuit +/- 0.5 % for input and measurement circuit +/- 0.5 % for input and measurement circuit +/- 2 % for time delay +/- 0.5 % for input and measurement circuit +/- 2 % for time delay +/- 0.5 % for input and measurement circuit +/- 2 % for time delay +/- 0.5 % for input and measurement circuit +/- 2 % for time delay +/- 0.5 % for input and measurement circuit +/- 2 % for time delay +/- 0.5 % for input and measurement circuit +/- 2 % for time delay +/- 0.5 % for input circuit +/- 3 % for time delay +/- 0.5 % conforming to IEC 61812-1 +/- 0.5 % conforming to IEC 61812-1 +/- 0.5 % conforming to IEC 61812-1 +/- 0.5 % conforming to IEC 61812-1 +/- 0.5 % conforming to IEC 61812-1 +/- 0.5 % conforming to IEC 61812-1 +/- 0.5 % conforming to IEC 61812-1 +/- 0.5 % conforming to IEC 61812-1 +/- 0.5 % conforming to IEC 61812-1 +/- 0.5 % conforming to IEC 61812-1 +/- 0.5 % conforming to IEC 61812-1 +/- 0.5 % conforming to IEC 61812-1 +/- 0.5 % conforming to IEC 61812-1 +/- 0.5 % conforming to IEC 61812-1 +/- 0.5 % conforming to IEC 61812-1 +/- 0.5 % conforming to IEC 61812-1 +/- 0.5 % conforming to IEC 61812-1 +/- 0.5 % conforming to IEC 61812-1 +/- 0.5 % conforming to IEC 61812-1 +/- 0.5 % conforming to IEC 61812-1 +/- 0.5 % conforming to IEC 61812-1 +/- 0.5 % conforming to IEC 61812-1 +/- 0.5 % conforming to IEC 61812-1 +/- 0.5 % conforming to IEC 61812-1 +/- 0.5 % conforming to IEC 61812-1 +/- 0.5 % conforming to IEC 61812-1 +/- 0.5 % conforming to IEC 61812-1 +/- 0.5 % conforming to IEC 61812-1 +/- 0.5 % conforming to IEC 61812-1 +/- 0.5 % conforming to IEC 61812-1 +/- 0.5 % conforming to IEC 61812-1 +/- 0.5 % conforming to IEC 61812-1 +/- 0.5 % conforming to IEC 61812-1 +/- 0.5 % conforming to IEC 61812-1 +/- 0.5 % conforming to IEC 61812-1 +/- 0.5 % conforming to IEC 61812-1 +/- 0.5 % conforming to IEC 61812-1 +/- 0.5 % conforming to IEC 61812-1 +/- 0.5 % conforming to IEC 61812-1 +/- 0.5 % conforming to IEC 61812-1 +/- 0.5 % conforming to IEC 61812-1 +/- 0.5 % conforming to IEC 61812-1 +/- 0.5 % conforming to IEC 61812-1 +/- 0.5 % conforming to IEC 61812-1 +/- 0.5 % conforming to IEC 61812-1 +/- 0.5 % conforming to IEC 61812-1 +/- 0.5 % conforming to IEC 61812-1 +/- 0.5 % conforming to IEC 61812-1 +/- 0.5 % conforming to IEC 61812-1 +/- 0.2 % for 10 s...999 h time delay range +/- 0.5 % for 100 ms...10 s time delay range +/- 0.2 % of the maximum setting value conforming to IEC 61812-1 +/- 0.2 % of the maximum setting value conforming to IEC 61812-1 +/- 0.2 % of the maximum setting value conforming to IEC 61812-1 +/- 0.2 % of the maximum setting value conforming to IEC 61812-1 +/- 0.5 % +/- 0.5 % +/- 0.5 % +/- 0.5 % +/- 0.5 % +/- 0.5 % +/- 0.5 % +/- 0.5 % +/- 0.5 % +/- 0.5 % +/- 0.2 % full scale at 20 °C +/- 0.6 % full scale at 60 °C +/- 0.2 % full scale at 20 °C +/- 0.6 % full scale at 60 °C +/- 0.2 % full scale at 20 °C +/- 0.6 % full scale at 60 °C +/- 0.2 % full scale at 20 °C +/- 0.6 % full scale at 60 °C +/- 0.2 % full scale at 20 °C +/- 0.6 % full scale at 60 °C +/- 0.2 % full scale at 20 °C +/- 0.6 % full scale at 60 °C +/- 0.2 % full scale at 20 °C +/- 0.6 % full scale at 60 °C +/- 0.2 % full scale at 20 °C +/- 0.6 % full scale at 60 °C +/- 0.2 % full scale at 20 °C +/- 0.6 % full scale at 60 °C +/- 0.25 % full scale at 20 °C +/- 0.8 % full scale at 60 °C +/- 0.25 % full scale at 20 °C +/- 0.8 % full scale at 60 °C +/- 0.25 % full scale at 20 °C +/- 0.8 % full scale at 60 °C +/- 0.25 % full scale at 20 °C +/- 0.8 % full scale at 60 °C +/- 0.25 % full scale at 20 °C +/- 0.8 % full scale at 60 °C +/- 0.2 % full scale at 20 °C +/- 0.6 % full scale at 60 °C +/- 0.2 % full scale at 20 °C +/- 0.6 % full scale at 60 °C +/- 0.2 % full scale at 20 °C +/- 0.6 % full scale at 60 °C +/- 0.2 % full scale at 20 °C +/- 0.6 % full scale at 60 °C +/- 1 % +/- 1 % +/- 1 % +/- 1 % +/- 1 % +/- 1 % +/- 1 % +/- 1 % +/- 1 % +/- 1 % +/- 1 % +/- 1 % +/- 1 % +/- 1 % +/- 1 % +/- 1 % +/- 1 % +/- 1 % +/- 1 % +/- 1 % +/- 1 % +/- 1 % +/- 1 % +/- 1 % +/- 1 % +/- 1 % +/- 1 % +/- 1 % +/- 1 % +/- 1 % +/- 1 % +/- 1 % +/- 1 % +/- 1 % +/- 1 % +/- 1 % +/- 1 % +/- 1 % +/- 0.2 % +/- 0.2 % +/- 0.2 % +/- 0.2 % +/- 0.2 % +/- 0.2 % +/- 0.2 % +/- 0.2 % < 1 % < 1 % < 1 %
| reset threshold | 1650 Ohm +/- 10 % for temperature control circuit 1650 Ohm +/- 10 % for temperature control circuit
| reset time | 1500 ms time delay 1500 ms time delay 1500 ms time delay 1500 ms time delay 1500 ms time delay 1500 ms time delay 1500 ms time delay 1500 ms time delay 1500 ms time delay 1500 ms time delay 1500 ms time delay 8 s 8 s 8 s 2000 ms 2000 ms time delay 1500 ms time delay 1500 ms time delay 1750 ms 1000 ms 4000 ms 1500 ms at 480 V 10000 ms output 10000 ms output 1500 ms time delay 1500 ms time delay 1500 ms time delay 1500 ms time delay 1500 ms time delay 1500 ms at maximum voltage 1500 ms at maximum voltage 1750 ms 1750 ms 1750 ms 1750 ms 1500 ms at maximum voltage 1500 ms at maximum voltage 1500 ms at maximum voltage 1500 ms at maximum voltage 1500 ms at maximum voltage 1500 ms at maximum voltage 1500 ms at maximum voltage 1500 ms at maximum voltage 1500 ms at maximum voltage 1500 ms at maximum voltage 1500 ms at maximum voltage 1500 ms at maximum voltage 1500 ms at maximum voltage 1500 ms at maximum voltage 1500 ms at maximum voltage 1500 ms at maximum voltage 1500 ms at maximum voltage 350 ms on de-energisation typical 350 ms on de-energisation typical 350 ms on de-energisation typical 350 ms on de-energisation typical 350 ms on de-energisation typical 120 ms on de-energisation typical 120 ms on de-energisation typical 120 ms on de-energisation typical 120 ms on de-energisation typical 120 ms on de-energisation typical 120 ms on de-energisation typical 120 ms on de-energisation typical 120 ms on de-energisation typical 120 ms on de-energisation typical 120 ms on de-energisation typical 120 ms on de-energisation typical 120 ms on de-energisation typical 25 ms on de-energisation 25 ms on de-energisation 25 ms on de-energisation 25 ms on de-energisation 100 ms 100 ms 100 ms 100 ms 100 ms 100 ms 100 ms 100 ms 100 ms 100 ms 100 ms 100 ms 100 ms 100 ms 100 ms 100 ms 100 ms 100 ms 100 ms 100 ms 100 ms 100 ms 100 ms 100 ms 100 ms 100 ms 100 ms 100 ms 100 ms 100 ms 100 ms 100 ms 100 ms 100 ms 100 ms 100 ms 100 ms 100 ms 50 ms 50 ms 50 ms 50 ms 50 ms 50 ms 50 ms 50 ms 50 ms 50 ms 50 ms 20 ms 20 ms 20 ms 20 ms
| resistance across terminals | 1.33 kOhm at temperature 1.33 kOhm at temperature 600 kOhm at 3-phase 1.33 kOhm at temperature 0.01 Ohm at E1-L2 terminals 1 Ohm at E2-M terminals 5 Ohm at E1-M terminals 0.2 Ohm at E3-M terminals 0.005 Ohm at E3-M terminals 0.015 Ohm at E2-M terminals 0.05 Ohm at E1-M terminals 602 mOhm 602 mOhm 30 mOhm at E2-M terminals 5 mOhm at E1-M terminals 50 mOhm at E3-M terminals 110 mOhm at E2-M terminals 22 mOhm at E1-M terminals 220 mOhm at E3-M terminals 150 mOhm at E1-M terminals 300 mOhm at E2-M terminals 600 mOhm at E3-M terminals 2.5 Ohm at E1-M terminals 0.5 Ohm at E2-M terminals 0.1 Ohm at E3-M terminals 2.5 Ohm at E1-M terminals 0.5 Ohm at E2-M terminals 0.1 Ohm at E3-M terminals 30 kOhm at E2-M terminals 5 kOhm at E1-M terminals 50 kOhm at E3-M terminals 110 kOhm at E2-M terminals 22 kOhm at E1-M terminals 220 kOhm at E3-M terminals 150 kOhm at E2-M terminals 300 kOhm at E1-M terminals 500 kOhm at E3-M terminals 30 kOhm at E2-M terminals 5 kOhm at E1-M terminals 50 kOhm at E3-M terminals 110 kOhm at E2-M terminals 22 kOhm at E1-M terminals 220 kOhm at E3-M terminals 150 kOhm at E2-M terminals 300 kOhm at E1-M terminals 500 kOhm at E3-M terminals 0.005 Ohm at E3-M terminals 0.015 Ohm at E2-M terminals 0.05 Ohm at E1-M terminals 0.005 Ohm at E3-M terminals 0.015 Ohm at E2-M terminals 0.05 Ohm at E1-M terminals
| resistive rated load | 12 A at 250 V AC 12 A at 28 V DC 12 A at 250 V AC 12 A at 28 V DC 12 A at 250 V AC 12 A at 28 V DC 12 A at 250 V AC 12 A at 28 V DC 12 A at 250 V AC 12 A at 28 V DC 12 A at 250 V AC 12 A at 28 V DC 12 A at 250 V AC 12 A at 28 V DC 12 A at 250 V AC 12 A at 28 V DC 12 A at 250 V AC 12 A at 28 V DC 12 A at 250 V AC 12 A at 28 V DC 12 A at 250 V AC 12 A at 28 V DC 12 A at 250 V AC 12 A at 28 V DC 16 A at 250 V AC 16 A at 28 V DC 16 A at 250 V AC 16 A at 28 V DC 16 A at 250 V AC 16 A at 28 V DC 16 A at 250 V AC 16 A at 28 V DC 16 A at 250 V AC 16 A at 28 V DC 16 A at 250 V AC 16 A at 28 V DC 16 A at 250 V AC 16 A at 28 V DC 16 A at 250 V AC 16 A at 28 V DC 16 A at 250 V AC 16 A at 28 V DC 16 A at 250 V AC 16 A at 28 V DC 16 A at 250 V AC 16 A at 28 V DC 16 A at 250 V AC 16 A at 28 V DC 8 A at 250 V AC 8 A at 28 V DC 8 A at 250 V AC 8 A at 28 V DC 8 A at 250 V AC 8 A at 28 V DC 8 A at 250 V AC 8 A at 28 V DC 8 A at 250 V AC 8 A at 28 V DC 8 A at 250 V AC 8 A at 28 V DC 8 A at 250 V AC 8 A at 28 V DC 8 A at 250 V AC 8 A at 28 V DC 8 A at 250 V AC 8 A at 28 V DC 8 A at 250 V AC 8 A at 28 V DC 8 A at 250 V AC 8 A at 28 V DC 8 A at 250 V AC 8 A at 28 V DC 12 A at 250 V AC 12 A at 28 V DC 12 A at 250 V AC 12 A at 28 V DC 12 A at 250 V AC 12 A at 28 V DC 12 A at 250 V AC 12 A at 28 V DC 12 A at 250 V AC 12 A at 28 V DC 12 A at 250 V AC 12 A at 28 V DC 12 A at 250 V AC 12 A at 28 V DC 12 A at 250 V AC 12 A at 28 V DC 12 A at 250 V AC 12 A at 28 V DC 12 A at 250 V AC 12 A at 28 V DC 12 A at 250 V AC 12 A at 28 V DC 12 A at 250 V AC 12 A at 28 V DC 16 A at 250 V AC 16 A at 28 V DC 16 A at 250 V AC 16 A at 28 V DC 16 A at 250 V AC 16 A at 28 V DC 16 A at 250 V AC 16 A at 28 V DC 16 A at 250 V AC 16 A at 28 V DC 16 A at 250 V AC 16 A at 28 V DC 16 A at 250 V AC 16 A at 28 V DC 16 A at 250 V AC 16 A at 28 V DC 16 A at 250 V AC 16 A at 28 V DC 16 A at 250 V AC 16 A at 28 V DC 16 A at 250 V AC 16 A at 28 V DC 16 A at 250 V AC 16 A at 28 V DC 8 A at 250 V AC 8 A at 28 V DC 8 A at 250 V AC 8 A at 28 V DC 8 A at 250 V AC 8 A at 28 V DC 8 A at 250 V AC 8 A at 28 V DC 8 A at 250 V AC 8 A at 28 V DC 8 A at 250 V AC 8 A at 28 V DC 8 A at 250 V AC 8 A at 28 V DC 8 A at 250 V AC 8 A at 28 V DC 8 A at 250 V AC 8 A at 28 V DC 8 A at 250 V AC 8 A at 28 V DC 8 A at 250 V AC 8 A at 28 V DC 8 A at 250 V AC 8 A at 28 V DC
| response time | < 200 ms (in the event of a fault) < 200 ms (in the event of a fault) < 200 ms (in the event of a fault) <= 130 ms (in the event of a fault) <= 130 ms (in the event of a fault) < 200 ms (in the event of a fault) < 200 ms (in the event of a fault) <= 200 ms < 200 ms (in the event of a fault) <= 3.5 s + Tt (in case of temperature fault) <= 3.5 s (on disappearance of fault) <= 3.5 s + Tt (in case of temperature fault) <= 3.5 s (on disappearance of fault) <= 3.5 s + Tt (in case of temperature fault) 500 ms (in case of 3-phase fault) 500 ms (on disappearance of fault) < 300 ms (in the event of a fault) 15 ms max (on crossing the threshold) < 200 ms (in the event of a fault) > 50 ms (input Y1 (contact Y1-T1) and push-button) > 50 ms (input Y1 (contact Y1-T1) and push-button) < 200 ms (in the event of a fault) < 200 ms (in the event of a fault) <= 500 ms <= 500 ms <= 300 ms <= 300 ms <= 200 ms <= 300 ms <= 300 ms <= 300 ms <= 300 ms <= 500 ms <= 500 ms <= 500 ms <= 500 ms <= 500 ms <= 500 ms <= 500 ms <= 500 ms (on crossing the threshold) <= 500 ms (on crossing the threshold) <= 300 ms 2 s
| rest time in memory mode | 50 ms contact S2 in memory mode on time delay 1 s supply Un in memory mode on time delay
| run-up delay at power-up | 0.3 s 0.3 s 2.5 s 0.6 s 2.5 s 0.6 s 0.6 s 0.6 s 650 ms 650 ms 650 ms 650 ms 650 ms 650 ms 650 ms 600 ms 600 ms 600 ms 600 ms 600 ms 600 ms 600 ms 0.3 s 0.3 s
| safety reliability data | MTTFd = 502.2 years B10d = 470000 MTTFd = 502.2 years B10d = 470000 MTTFd = 924.6 years B10d = 850000 B10d = 850000 MTTFd = 924.6 years MTTFd = 502.2 years B10d = 470000 MTTFd = 502.2 years B10d = 470000 B10d = 470000 MTTFd = 502.2 years B10d = 470000 MTTFd = 502.2 years MTTFd = 502.2 years B10d = 470000 MTTFd = 296.8 years B10d = 270000 MTTFd = 296.8 years B10d = 270000 B10d = 170000 MTTFd = 182.6 years B10d = 170000 MTTFd = 182.6 years MTTFd = 399.5 years B10d = 360000 B10d = 290000 MTTFd = 308.2 years B10d = 290000 MTTFd = 308.2 years B10d = 290000 MTTFd = 308.2 years B10d = 300000 MTTFd = 319.6 years B10d = 470000 MTTFd = 502.2 years MTTFd = 296.8 years B10d = 270000 MTTFd = 296.8 years B10d = 270000 MTTFd = 182.6 years B10d = 170000 MTTFd = 182.6 years B10d = 170000 B10d = 120000 MTTFd = 125.5 years MTTFd = 125.5 years B10d = 120000 MTTFd = 388.1 years B10d = 350000 MTTFd = 388.1 years B10d = 350000 MTTFd = 924.6 years B10d = 850000 MTTFd = 388.1 years B10d = 350000 MTTFd = 388.1 years B10d = 350000 B10d = 350000 MTTFd = 388.1 years MTTFd = 388.1 years B10d = 350000 B10d = 290000 MTTFd = 308.2 years B10d = 290000 MTTFd = 308.2 years MTTFd = 308.2 years B10d = 290000 MTTFd = 308.2 years B10d = 290000 B10d = 290000 MTTFd = 308.2 years MTTFd = 308.2 years B10d = 290000 MTTFd = 433.7 years B10d = 400000 MTTFd = 296.8 years B10d = 270000 MTTFd = 296.8 years B10d = 270000 MTTFd = 353.8 years B10d = 320000 MTTFd = 353.8 years B10d = 320000 MTTFd = 353.8 years B10d = 320000 B10d = 320000 MTTFd = 353.8 years MTTFd = 353.8 years B10d = 320000 B10d = 270000 MTTFd = 296.8 years MTTFd = 296.8 years B10d = 270000 B10d = 270000 MTTFd = 296.8 years B10d = 270000 MTTFd = 296.8 years B10d = 270000 MTTFd = 296.8 years MTTFd = 296.8 years B10d = 270000 MTTFd = 296.8 years B10d = 270000 MTTFd = 296.8 years B10d = 270000 B10d = 270000 MTTFd = 296.8 years MTTFd = 296.8 years B10d = 270000 MTTFd = 296.8 years B10d = 270000 MTTFd = 296.8 years B10d = 270000 MTTFd = 182.6 years B10d = 170000 B10d = 260000 MTTFd = 273.9 years MTTFd = 182.6 years B10d = 170000 B10d = 190000 MTTFd = 205.4 years B10d = 230000 MTTFd = 251.1 years MTTFd = 182.6 years B10d = 170000 B10d = 170000 MTTFd = 182.6 years B10d = 190000 MTTFd = 205.4 years B10d = 180000 MTTFd = 194 years MTTFd = 308.2 years B10d = 280000 MTTFd = 205.4 years B10d = 190000 MTTFd = 205.4 years B10d = 190000 B10d = 280000 MTTFd = 308.2 years B10d = 280000 MTTFd = 308.2 years MTTFd = 194 years B10d = 180000 B10d = 190000 MTTFd = 205.4 years B10d = 180000 MTTFd = 194 years MTTFd = 194 years B10d = 180000 MTTFd = 205.4 years B10d = 190000 MTTFd = 285.3 years B10d = 270000 MTTFd = 251.1 years B10d = 230000 B10d = 200000 MTTFd = 216.8 years MTTFd = 251.1 years B10d = 230000 B10d = 200000 MTTFd = 216.8 years B10d = 200000 MTTFd = 216.8 years B10d = 160000 MTTFd = 171.2 years B10d = 160000 MTTFd = 171.2 years B10d = 160000 MTTFd = 171.2 years B10d = 320000 MTTFd = 353.8 years B10d = 250000 MTTFd = 273.9 years MTTFd = 342.4 years B10d = 320000 MTTFd = 342.4 years B10d = 320000 MTTFd = 227.5 years 100 % duty cycle continuous operating condition at 30 °C B10d = 30437 MTTFd = 32.9 years MTTFd = 32.9 years B10d = 30437 MTTFd = 32.9 years B10d = 30437 B10d = 30437 MTTFd = 32.9 years B10d = 40564 MTTFd = 43.9 years B10d = 40564 MTTFd = 43.9 years MTTFd = 43.9 years B10d = 40564 MTTFd = 43.9 years B10d = 40564 MTTFd = 43.9 years B10d = 40564 B10d = 45447 MTTFd = 49.2 years B10d = 45447 MTTFd = 49.2 years MTTFd = 49.2 years B10d = 45447 MTTFd = 49.2 years B10d = 45447 MTTFd = 49.2 years B10d = 45447 MTTFd = 73.2 years B10d = 67582 B10d = 20000 MTTFd = 21.6 years MTTFd = 21.6 years B10d = 20000 B10d = 22108 MTTFd = 23.9 years B10d = 60000 B10d = 60000 B10d = 60000 B10d = 60000 B10d = 60000 B10d = 60000 B10d = 60000 B10d = 60000 B10d = 100000 B10d = 100000 B10d = 100000 B10d = 100000 B10d = 100000 B10d = 100000 B10d = 100000 B10d = 100000 B10d = 100000 B10d = 100000 B10d = 100000 B10d = 100000 B10d = 100000 B10d = 100000 B10d = 100000 B10d = 100000 B10d = 100000 B10d = 100000 B10d = 100000 B10d = 100000 B10d = 100000 B10d = 100000 B10d = 100000 B10d = 100000 B10d = 100000 B10d = 100000 B10d = 100000 B10d = 100000 B10d = 100000 B10d = 100000 B10d = 100000 B10d = 100000 B10d = 100000 B10d = 100000 B10d = 100000 B10d = 100000 B10d = 60000 B10d = 60000 B10d = 60000 B10d = 60000 B10d = 60000 B10d = 60000 B10d = 60000 B10d = 60000 B10d = 60000 B10d = 60000 B10d = 100000 B10d = 100000 B10d = 100000 B10d = 100000 B10d = 100000 B10d = 100000 B10d = 100000 B10d = 100000 B10d = 100000 B10d = 100000 B10d = 100000 B10d = 100000 B10d = 100000 B10d = 100000 B10d = 100000 B10d = 100000 B10d = 100000 B10d = 100000 B10d = 100000 B10d = 100000 B10d = 100000 B10d = 100000 B10d = 100000 B10d = 100000 B10d = 100000 B10d = 100000 B10d = 100000 B10d = 100000 B10d = 100000 B10d = 100000 B10d = 100000 B10d = 100000 B10d = 100000 B10d = 100000 B10d = 100000 B10d = 100000
| sale per indivisible quantity | 10 10 10 10 10 10 10 10 10 10 10 10 10 10 10 10 10 10 10 10 10 10 10 10 10 10 10 10 10 10 10 10 10 10 10 10 10 10 10 10 10 10 10 10 10 10 10 10 10 10 10 10 10 10 10 10 10 10 10 10 10 10 10 10 10 10 10 10 10 10 10 10 10 10 10 10 10 10 10 10 10 10
| sensitivity adjustment | 5…100 % 5…100 % 5…100 % 5…100 % 5…100 % 5…100 %
| sensitivity scale | 0.25...5 kOhm LS (Low Sensitivity) 5...100 kOhm St (Standard Sensitivity) 50...1000 kOhm HS (High Sensitivity) 0.05...0.5 V E1-M terminals 0.3...3 V E2-M terminals 0.5...5 V E3-M terminals 1...10 V E1-M terminals 10...100 V E3-M terminals 5...50 V E2-M terminals 15...150 V E1-M terminals 30...300 V E2-M terminals 60...600 V E3-M terminals 0.25...5 kOhm LS (Low Sensitivity) 5...100 kOhm St (Standard Sensitivity) 50...1000 kOhm HS (High Sensitivity) 0.25...5 kOhm LS (Low Sensitivity) 5...100 kOhm St (Standard Sensitivity) 50...1000 kOhm HS (High Sensitivity) 5...100 kOhm St (Standard Sensitivity) 5...100 kOhm St (Standard Sensitivity) 0.25...5 kOhm LS (Low Sensitivity) 2.5...50 kOhm St (Standard Sensitivity) 25...500 kOhm HS (High Sensitivity) 0.25...5 kOhm LS (Low Sensitivity) 2.5...50 kOhm St (Standard Sensitivity) 25...500 kOhm HS (High Sensitivity) 0.25...5 kOhm LS (Low Sensitivity) 2.5...50 kOhm St (Standard Sensitivity) 25...500 kOhm HS (High Sensitivity) 0.25...5 kOhm LS (Low Sensitivity) 2.5...50 kOhm St (Standard Sensitivity) 25...500 kOhm HS (High Sensitivity) 0.25...5 kOhm LS (Low Sensitivity) 2.5...50 kOhm St (Standard Sensitivity) 25...500 kOhm HS (High Sensitivity) 5...100 kOhm 5...100 kOhm 5...100 kOhm 5...100 kOhm
| setting accuracy of the switching threshold | +/- 10 % of the full scale +/- 10 % of the full scale +/- 10 % of the full scale +/- 10 % of the full scale +/- 10 % of the full scale +/- 10 % of the full scale +/- 10 % of the full scale +/- 10 % of the full scale +/- 10 % of the full scale +/- 10 % of the full scale for 1.5 A +/- 10 % of the full scale for 5 A +/- 20 % of the full scale for 15 A +/- (1.5 % + 1 V) +/- (1.5 % + 1 V) +/-5 % +/-5 % +/-5 % +/-5 % +/-5 % +/-5 % +/-5 % +/-5 % +/-5 % +/-5 % +/-5 % +/-5 % +/-5 % +/-5 % +/-5 % +/-5 % +/-5 % +/-5 % +/-5 % +/-5 % +/-5 % +/-5 % +/-5 % +/-5 % +/-5 % +/-5 % +/-5 % +/-5 % +/-5 % +/-5 % +/-5 % +/-5 % +/-3 % +/-3 % +/-3 % +/-3 % +/-3 % +/-3 % +/-3 % +/-3 % +/-3 % +/-3 % +/-3 % +/-3 % +/-3 %
| setting accuracy of time delay | 10 % 10 P 10 % 10 % 10 % 10 P 10 % 10 % 10 P 10 % +/- 3 % for 10 s...60 min time delay range +/- 300 ms for 0...10 s time delay range +/- 10 % of full scale at 25 °C conforming to IEC 61812-1 +/- 10 % of full scale at 25 °C conforming to IEC 61812-1 +/- 10 % of full scale at 25 °C conforming to IEC 61812-1 +/- 10 % of full scale at 25 °C conforming to IEC 61812-1 +/- 10 % of full scale at 25 °C conforming to IEC 61812-1 +/- 10 % of full scale at 25 °C conforming to IEC 61812-1 +/- 10 % of full scale at 25 °C conforming to IEC 61812-1 +/- 10 % of full scale at 25 °C conforming to IEC 61812-1 +/- 10 % of full scale at 25 °C conforming to IEC 61812-1 +/- 10 % of full scale at 25 °C conforming to IEC 61812-1 +/- 10 % of full scale at 25 °C conforming to IEC 61812-1 +/- 10 % of full scale at 25 °C conforming to IEC 61812-1 +/- 10 % of full scale at 25 °C conforming to IEC 61812-1 +/- 10 % of full scale at 25 °C conforming to IEC 61812-1 +/- 10 % of full scale at 25 °C conforming to IEC 61812-1 +/- 10 % of full scale at 25 °C conforming to IEC 61812-1 +/- 10 % of full scale at 25 °C conforming to IEC 61812-1 +/- 10 % of full scale at 25 °C conforming to IEC 61812-1 +/- 10 % of full scale at 25 °C conforming to IEC 61812-1 +/- 10 % of full scale at 25 °C conforming to IEC 61812-1 +/- 10 % of full scale at 25 °C conforming to IEC 61812-1 +/- 10 % of full scale at 25 °C conforming to IEC 61812-1 +/- 10 % of full scale at 25 °C conforming to IEC 61812-1 +/- 10 % of full scale at 25 °C conforming to IEC 61812-1 +/- 10 % of full scale at 25 °C conforming to IEC 61812-1 +/- 10 % of full scale at 25 °C conforming to IEC 61812-1 +/- 10 % of full scale at 25 °C conforming to IEC 61812-1 +/- 10 % of full scale at 25 °C conforming to IEC 61812-1 +/- 10 % of full scale at 25 °C conforming to IEC 61812-1 +/- 10 % of full scale at 25 °C conforming to IEC 61812-1 +/- 10 % of full scale at 25 °C conforming to IEC 61812-1 +/- 10 % of full scale at 25 °C conforming to IEC 61812-1 +/- 10 % of full scale at 25 °C conforming to IEC 61812-1 +/- 10 % of full scale at 25 °C conforming to IEC 61812-1 +/- 10 % of full scale at 25 °C conforming to IEC 61812-1 +/- 10 % of full scale at 25 °C conforming to IEC 61812-1 +/- 10 % of full scale at 25 °C conforming to IEC 61812-1 +/- 10 % of full scale at 25 °C conforming to IEC 61812-1 +/- 10 % of full scale at 25 °C conforming to IEC 61812-1 +/- 10 % of full scale at 25 °C conforming to IEC 61812-1 +/- 10 % of full scale at 25 °C conforming to IEC 61812-1 +/- 10 % of full scale at 25 °C conforming to IEC 61812-1 +/- 10 % of full scale at 25 °C conforming to IEC 61812-1 +/- 10 % of full scale at 25 °C conforming to IEC 61812-1 +/- 10 % of full scale at 25 °C conforming to IEC 61812-1 +/- 10 % of full scale at 25 °C conforming to IEC 61812-1 +/- 10 % of full scale at 25 °C conforming to IEC 61812-1 +/- 10 % of full scale at 25 °C conforming to IEC 61812-1 +/- 10 % of full scale at 25 °C conforming to IEC 61812-1 +/- 1 % for 1...999 h time delay range at 25 °C +/- 2 % for 1 h time delay range at 25 °C +/- 20 ms for 100 ms...10 s time delay range at 25 °C +/- 5 % of full scale at 25 °C conforming to IEC 61812-1 +/- 5 % of full scale at 25 °C conforming to IEC 61812-1 +/- 5 % of full scale at 25 °C conforming to IEC 61812-1 +/- 5 % of full scale at 25 °C conforming to IEC 61812-1 10 % at full scale at 25 °C conforming to EN/IEC 61812-1 10 % at full scale at 25 °C conforming to EN/IEC 61812-1 10 % at full scale at 25 °C conforming to EN/IEC 61812-1 10 % at full scale at 25 °C conforming to EN/IEC 61812-1 10 % at full scale at 25 °C conforming to EN/IEC 61812-1 10 % at full scale at 25 °C conforming to EN/IEC 61812-1 10 % at full scale at 25 °C conforming to EN/IEC 61812-1 10 % at full scale at 25 °C conforming to EN/IEC 61812-1 10 % at full scale at 25 °C conforming to EN/IEC 61812-1 10 % at full scale at 25 °C conforming to EN/IEC 61812-1 +/- 15 % of full scale +/- 15 % of full scale +/- 20 % of full scale +/- 15 % of full scale +/- 15 % of full scale +/- 15 % of full scale +/- 15 % of full scale +/- 15 % of full scale +/- 15 % of full scale +/- 15 % of full scale +/- 15 % of full scale +/- 15 % of full scale +/- 15 % of full scale +/- 15 % of full scale +/- 15 % of full scale +/- 15 % of full scale +/- 15 % of full scale +/- 15 % of full scale +/- 15 % of full scale +/- 15 % of full scale +/- 15 % of full scale +/- 15 % of full scale +/- 20 % of full scale +/- 20 % of full scale +/- 20 % of full scale +/- 20 % of full scale +/- 20 % of full scale +/- 15 % of full scale +/- 15 % of full scale +/- 15 % of full scale +/- 15 % of full scale +/- 15 % of full scale +/- 15 % of full scale +/- 15 % of full scale +/- 15 % of full scale +/- 15 % of full scale +/- 15 % of full scale +/- 15 % of full scale 10 P 10 P 10 P 10 P 10 P 10 P 10 P 10 P 10 P 10 P 10 P 10 P 10 P 10 P 10 P 10 P 10 P 10 P 10 P 10 P 10 P 10 P 10 P 10 P 10 P 10 P 10 P 10 P 10 P 10 P 10 P 10 P 10 P 10 P 10 P 10 P 10 P 10 P 10 P 10 P 10 P 10 P 10 P 10 P 10 P 10 P +/- 10 % of full scale +/- 10 % of full scale +/- 10 % of full scale +/- 10 % of full scale +/- 10 % of full scale +/- 10 % of full scale +/- 10 % of full scale +/- 10 % of full scale +/- 20 % of full scale +/- 20 % of full scale +/- 20 % of full scale
| shape of pin | Flat (PCB type) Flat (PCB type) Flat (PCB type) Flat (PCB type) Flat (PCB type) Flat (PCB type) Flat (PCB type) Flat (PCB type) Flat (PCB type) Flat (PCB type) Flat (PCB type) Flat (PCB type) Flat (PCB type) Flat (PCB type) Flat (PCB type) Flat (PCB type) Flat (PCB type) Flat (PCB type) Flat (PCB type) Flat (PCB type) Flat (PCB type) Flat (PCB type) Flat (PCB type) Flat (PCB type) Flat (PCB type) Flat (PCB type) Flat (PCB type) Flat (PCB type) Flat (PCB type) Flat (PCB type) Flat (PCB type) Flat (PCB type) Flat (PCB type) Flat (PCB type) Flat (PCB type) Flat (PCB type) Flat (PCB type) Flat (PCB type) Flat (PCB type) Flat (PCB type) Flat (PCB type) Flat (PCB type) Flat (PCB type) Flat (PCB type) Flat Flat Flat Flat Flat Flat Flat Flat Flat Flat Flat Flat Flat Flat Flat Flat Flat Flat Flat Flat Flat Flat Flat Flat Flat Flat Flat Flat Flat Flat Flat Flat Flat Flat Flat Flat
| short-circuit current | 0.007 A temperature sensing circuit (T1-T2 terminals short circuited) 0.007 A temperature sensing circuit (T1-T2 terminals short circuited)
| short-circuit protection | 0.2 A 0.2 A 0.2 A 0.63 A 0.63 A 0.63 A 0.63 A 0.63 A 0.16 A 0.16 A 0.16 A 0.16 A 0.16 A 0.16 A 0.16 A 0.16 A 0.16 A 0.16 A 0.63 A 0.63 A 0.63 A 0.63 A 0.63 A 0.16 A 0.16 A 0.16 A 0.16 A 0.16 A 0.16 A 0.16 A 0.16 A 0.16 A 0.16 A
| signalling type | Rotating Buzzer Blinking Flashing Rotating Blinking Flashing Blinking Rotating Flashing Flashing Blinking Rotating Rotating Blinking Flashing Flashing Blinking Rotating Rotating Flashing Blinking Continuous or intermittent buzzer Continuous or intermittent buzzer Continuous or intermittent buzzer Continuous or intermittent buzzer Continuous or intermittent buzzer
| status LED | 1 LED green for power ON 1 LED yellow for fault 1 LED yellow for relay ON 1 LED green for power ON 1 LED yellow for inhibit 1 LED yellow for relay (R) LED (yellow)relay ON: LED (green)power ON: LED (yellow)relay ON: LED (green)power ON: LED (yellow)relay ON: LED (green)power ON: LED (yellow)relay ON: LED (green)power ON: LED (yellow)relay ON: LED (green)power ON: LED (yellow)relay ON: LED (green)power ON: LED (yellow)relay ON: LED (green)power ON: LED (yellow)relay ON: LED (green)power ON: LED (yellow)relay ON: LED (green)power ON: LED (yellow)relay ON: LED (green)power ON: LED (yellow)relay ON: LED (green)power ON: LED (yellow)relay ON: LED (green)power ON: LED (yellow)relay ON: LED (green)power ON: LED (yellow)relay ON: LED (green)power ON: LED (yellow)relay ON: LED (green)power ON: LED (yellow)relay ON: LED (green)power ON: LED (yellow)relay ON: LED (green)power ON: LED (yellow)relay ON: LED (green)power ON: LED (yellow)relay ON: LED (green)power ON: LED (yellow)relay ON: LED (green)power ON: LED (yellow)relay ON: LED (green)power ON: LED (yellow)relay ON: LED (green)power ON: LED green (flashing) for timing in progress LED green (steady) for power ON LED yellow for relay energised LED green (flashing) for timing in progress LED green (steady) for power ON LED yellow for relay energised LED green (flashing) for timing in progress LED green (steady) for power ON LED yellow for relay energised LED green (flashing) for timing in progress LED green (steady) for power ON LED yellow for relay energised LED green (flashing) for timing in progress LED green (steady) for power ON LED yellow for relay energised LED green (flashing) for timing in progress LED green (steady) for power ON LED yellow for relay energised LED green (flashing) for timing in progress LED green (steady) for power ON LED yellow for relay energised LED backlight green (steady) for dial pointer indication LED yellow (steady) for output relay energised LED yellow (fast flashing) for timing in progress and output relay de-energised LED yellow (slow flashing) for timing in progress and output relay energised LED backlight green (steady) for dial pointer indication LED yellow (steady) for output relay energised LED yellow (fast flashing) for timing in progress and output relay de-energised LED yellow (slow flashing) for timing in progress and output relay energised LED backlight green (steady) for dial pointer indication LED yellow (steady) for output relay energised LED yellow (fast flashing) for timing in progress and output relay de-energised LED yellow (slow flashing) for timing in progress and output relay energised LED backlight green (steady) for dial pointer indication LED yellow (steady) for output relay energised LED yellow (fast flashing) for timing in progress and output relay de-energised LED yellow (slow flashing) for timing in progress and output relay energised LED backlight green (steady) for dial pointer indication LED yellow (steady) for output relay energised LED yellow (fast flashing) for timing in progress and output relay de-energised LED yellow (slow flashing) for timing in progress and output relay energised LED backlight green (steady) for dial pointer indication LED yellow (steady) for output relay energised LED yellow (fast flashing) for timing in progress and output relay de-energised LED yellow (slow flashing) for timing in progress and output relay energised LED backlight green (steady) for dial pointer indication LED yellow (steady) for output relay energised LED yellow (fast flashing) for timing in progress and output relay de-energised LED yellow (slow flashing) for timing in progress and output relay energised LED backlight green (steady) for dial pointer indication LED yellow (steady) for output relay energised LED yellow (steady) for power ON LED backlight green (steady) for dial pointer indication LED yellow (steady) for output relay energised LED yellow (fast flashing) for timing in progress and output relay de-energised LED yellow (slow flashing) for timing in progress and output relay energised LED backlight green (steady) for dial pointer indication LED yellow (steady) for output relay energised LED yellow (steady) for power ON LED backlight green (steady) for dial pointer indication LED yellow (steady) for output relay energised LED yellow (fast flashing) for timing in progress and output relay de-energised LED yellow (slow flashing) for timing in progress and output relay energised LED backlight green (steady) for dial pointer indication LED yellow (steady) for output relay energised LED yellow (fast flashing) for timing in progress and output relay de-energised LED yellow (slow flashing) for timing in progress and output relay energised LED backlight green (steady) for dial pointer indication LED yellow (steady) for output relay energised LED yellow (fast flashing) for timing in progress and output relay de-energised LED yellow (slow flashing) for timing in progress and output relay energised LED backlight green (steady) for dial pointer indication LED yellow (steady) for output relay energised LED yellow (fast flashing) for timing in progress and output relay de-energised LED yellow (slow flashing) for timing in progress and output relay energised LED backlight green (steady) for dial pointer indication LED yellow (steady) for output relay energised LED yellow (fast flashing) for timing in progress and output relay de-energised LED yellow (slow flashing) for timing in progress and output relay energised LED backlight green (steady) for dial pointer indication LED yellow (steady) for output relay energised LED yellow (fast flashing) for timing in progress and output relay de-energised LED yellow (slow flashing) for timing in progress and output relay energised LED backlight green (steady) for dial pointer indication LED yellow (steady) for output relay energised LED yellow (fast flashing) for timing in progress and output relay de-energised LED yellow (slow flashing) for timing in progress and output relay energised LED backlight green (steady) for dial pointer indication LED yellow (steady) for output relay energised LED yellow (fast flashing) for timing in progress and output relay de-energised LED yellow (slow flashing) for timing in progress and output relay energised LED backlight green (steady) for dial pointer indication LED yellow (steady) for output relay energised LED yellow (steady) for power ON LED backlight green (steady) for dial pointer indication LED yellow (steady) for output relay energised LED yellow (fast flashing) for timing in progress and output relay de-energised LED yellow (slow flashing) for timing in progress and output relay energised LED backlight green (steady) for dial pointer indication LED yellow (steady) for output relay energised LED yellow (fast flashing) for timing in progress and output relay de-energised LED yellow (slow flashing) for timing in progress and output relay energised LED backlight green (steady) for dial pointer indication LED yellow (steady) for output relay energised LED yellow (fast flashing) for timing in progress and output relay de-energised LED yellow (slow flashing) for timing in progress and output relay energised LED backlight green (steady) for dial pointer indication LED yellow (steady) for output relay energised LED yellow (fast flashing) for timing in progress and output relay de-energised LED yellow (slow flashing) for timing in progress and output relay energised LED backlight green (steady) for dial pointer indication LED yellow (steady) for output relay energised LED yellow (fast flashing) for timing in progress and output relay de-energised LED yellow (slow flashing) for timing in progress and output relay energised LED backlight green (steady) for dial pointer indication LED yellow (steady) for output relay energised LED yellow (fast flashing) for timing in progress and output relay de-energised LED yellow (slow flashing) for timing in progress and output relay energised LED Un: (steady), green for power ON LED R1: (steady), amber for relay energised LED R2: (steady), amber for relay energised LED pairing: (steady), green for communication status LED Un: (fast blinking), green for diagnosis mode LED R1: (blinking), amber for timing in progress LED R2: (blinking), amber for timing in progress
| supply circuit type | AC/DC AC AC
| supply disconnection value | > 0.1 Uc > 0.1 Uc > 0.1 Uc > 0.1 Uc > 0.1 Uc > 0.1 Uc > 0.1 Uc > 0.1 Uc > 0.1 Uc > 0.1 Uc > 0.1 Uc > 0.1 Uc > 0.1 Uc > 0.1 Uc > 0.1 Uc > 0.1 Uc > 0.1 Uc > 0.1 Uc > 0.1 Uc > 0.1 Uc > 0.1 Uc > 0.1 Uc > 0.1 Uc > 0.1 Uc > 0.1 Uc > 0.1 Uc > 0.1 Uc > 0.1 Uc > 0.1 Uc > 0.1 Uc > 0.1 Uc > 0.1 Uc > 0.1 Uc > 0.1 Uc > 0.1 Uc > 0.1 Uc > 0.1 Uc > 0.1 Uc > 0.1 Uc > 0.1 Uc > 0.1 Uc > 0.1 Uc > 0.1 Uc > 0.1 Uc > 0.1 Uc > 0.1 Uc > 0.1 Uc > 0.1 Uc > 0.1 Uc > 0.1 Uc > 0.1 Uc > 0.1 Uc > 0.1 Uc > 0.1 Uc
| supply frequency | 50/60 Hz +/- 10 % 50/60 Hz +/- 10 % 50/60 Hz +/- 10 % 50/60 Hz +/- 10 % 50/60 Hz +/- 10 % 50/60 Hz +/- 10 % 50/60 Hz +/- 10 % 50/60 Hz +/- 10 % 50/60 Hz +/- 10 % 50/60 Hz +/- 10 % 50/60 Hz +/- 10 % 50/60 Hz +/- 10 % 50/60 Hz +/- 10 % 50/60 Hz +/- 10 % 50/60 Hz +/- 10 % 50...60 Hz +/- 5 % 50...60 Hz +/- 5 % 50...60 Hz +/- 5 % 50...60 Hz +/- 5 % 50...60 Hz +/- 5 % 50...60 Hz +/- 5 % 50...60 Hz +/- 5 % 50...60 Hz +/- 5 % 50...60 Hz +/- 5 % 50...60 Hz +/- 5 % 50...60 Hz +/- 5 % 50...60 Hz +/- 5 % 50...60 Hz +/- 5 % 50...60 Hz +/- 5 % 50...60 Hz +/- 5 % 50...60 Hz +/- 5 % 50...60 Hz +/- 5 % 50...60 Hz +/- 5 % 50...60 Hz +/- 5 % 50...60 Hz +/- 5 % 50...60 Hz +/- 5 % 50...60 Hz +/- 5 % 50...60 Hz +/- 5 % 50...60 Hz +/- 5 % 50...60 Hz +/- 5 % 50...60 Hz +/- 5 % 50...60 Hz +/- 5 % 50...60 Hz +/- 5 % 50...60 Hz +/- 5 % 50...60 Hz +/- 5 % 50...60 Hz +/- 5 % 50...60 Hz +/- 5 % 50...60 Hz +/- 5 % 50...60 Hz +/- 5 % 50...60 Hz +/- 5 % 50...60 Hz +/- 5 % 50...60 Hz +/- 5 % 50...60 Hz +/- 5 % 50...60 Hz +/- 5 % 50...60 Hz +/- 5 % 50...60 Hz +/- 5 % 50...60 Hz +/- 5 % 50...60 Hz +/- 5 % 50...60 Hz +/- 5 % 50...60 Hz +/- 5 % 50...60 Hz +/- 5 % 50...60 Hz +/- 5 % 50...60 Hz +/- 5 % 50...60 Hz +/- 5 % 50...60 Hz +/- 5 % 50/60 Hz +/- 5 % 50/60 Hz +/- 5 % 50/60 Hz +/- 5 % 50/60 Hz +/- 5 % 50/60 Hz +/- 5 % 50/60 Hz +/- 5 % 50/60 Hz +/- 5 % 50/60 Hz +/- 5 % 50/60 Hz +/- 5 % 50/60 Hz +/- 5 % 50/60 Hz +/- 5 % 50/60 Hz +/- 5 % 50/60 Hz +/- 5 % 50/60 Hz +/- 5 %
| supply voltage for sensor | 11.5...12.5 V
| supply voltage frequency | 50...60 Hz +/- 10 % 50...60 Hz +/- 10 % 50...60 Hz +/- 10 % 50...60 Hz +/- 10 % 50...60 Hz +/- 10 % 50...60 Hz +/- 10 % 50...60 Hz +/- 10 % 50...60 Hz +/- 10 % 50...60 Hz +/- 10 % 40...70 Hz +/- 10 % 40...70 Hz +/- 10 % 40...70 Hz +/- 10 % 40...70 Hz +/- 10 % 40...70 Hz +/- 10 % 40...70 Hz +/- 10 % 50...60 Hz +/- 10 % 50...60 Hz +/- 10 %
| supply voltage limits | 20.4…264 V AC/DC 183…528 V AC 183…528 V AC 183…528 V AC 183…484 V AC 183…528 V AC 183…528 V AC 7…20 V DC 50…270 V AC/DC 165…270 V AC 15…100 V AC/DC 183…528 V AC 50…270 V AC/DC 15…100 V AC/DC 20.4…264 V AC 21.6…264 V DC 20.4…264 V AC 21.6…264 V DC 20.4…264 V AC 21.6…264 V DC 183…528 V AC 102…308 V AC 20.4…264 V AC/DC 20.4…264 V AC/DC 20.4…264 V AC/DC 20.4…264 V AC/DC 20.4…264 V AC/DC 194…528 V AC, 3 phases 20.4…264 V AC 20.4…264 V DC 20.4…264 V AC 20.4…264 V DC 20.4…264 V AC/DC 20.4…264 V AC/DC 20.4…264 V AC/DC 194…528 V AC 114…329 V AC 20.4…264 V AC/DC 20.4…264 V AC/DC 20.4…264 V AC/DC 323…456.5 V AC 20.4…264 V AC/DC 323…456.5 V AC 160…288 V AC 304…576 V AC 183…528 V AC 160…288 V AC 304…576 V AC 160…288 V AC 304…576 V AC 20.4…264 V AC/DC 20.4…264 V AC/DC 20.4…264 V AC/DC 20.4…264 V AC/DC 20.4…264 V AC/DC 20.4…264 V AC/DC 60…280 V AC 20.4…264 V AC/DC 323…456.5 V AC 166.4…576 V AC line to line 96…332.4 V AC line to neutral 60…300 V AC/DC 160…300 V AC
| surge withstand | 1 kV differential mode conforming to IEC 61000-4-5 level 3 2 kV common mode conforming to IEC 61000-4-5 level 3 1 kV differential mode conforming to IEC 61000-4-5 level 3 2 kV common mode conforming to IEC 61000-4-5 level 3 1 kV differential mode conforming to IEC 61000-4-5 level 3 2 kV common mode conforming to IEC 61000-4-5 level 3 1 kV differential mode conforming to IEC 61000-4-5 level 3 2 kV common mode conforming to IEC 61000-4-5 level 3 2 kV conforming to EN/IEC 61000-4-5 level 3 2 kV conforming to EN/IEC 61000-4-5 level 3 2 kV conforming to EN/IEC 61000-4-5 level 3 2 kV conforming to EN/IEC 61000-4-5 level 3 2 kV conforming to EN/IEC 61000-4-5 level 3 2 kV conforming to EN/IEC 61000-4-5 level 3 2 kV conforming to EN/IEC 61000-4-5 level 3 2 kV conforming to EN/IEC 61000-4-5 level 3 2 kV conforming to EN/IEC 61000-4-5 level 3 2 kV conforming to EN/IEC 61000-4-5 level 3 0.5 kV during 1.2/50 µs conforming to IEC 61000-4-5 0.5 kV during 1.2/50 µs conforming to IEC 61000-4-5 0.5 kV during 1.2/50 µs conforming to IEC 61000-4-5 0.5 kV during 1.2/50 µs conforming to IEC 61000-4-5 0.5 kV during 1.2/50 µs conforming to IEC 61000-4-5 0.5 kV during 1.2/50 µs conforming to IEC 61000-4-5 0.5 kV during 1.2/50 µs conforming to IEC 61000-4-5 0.5 kV during 1.2/50 µs conforming to IEC 61000-4-5 0.5 kV during 1.2/50 µs conforming to IEC 61000-4-5 0.5 kV during 1.2/50 µs conforming to IEC 61000-4-5 0.5 kV during 1.2/50 µs conforming to IEC 61000-4-5 0.5 kV during 1.2/50 µs conforming to IEC 61000-4-5 0.5 kV during 1.2/50 µs conforming to IEC 61000-4-5 0.5 kV during 1.2/50 µs conforming to IEC 61000-4-5 0.5 kV during 1.2/50 µs conforming to IEC 61000-4-5 0.5 kV during 1.2/50 µs conforming to IEC 61000-4-5 0.5 kV during 1.2/50 µs conforming to IEC 61000-4-5 0.5 kV during 1.2/50 µs conforming to IEC 61000-4-5 2 kV conforming to IEC 61000-4-5 level 3 2 kV conforming to IEC 61000-4-5 level 3 2 kV conforming to IEC 61000-4-5 level 3 2 kV conforming to IEC 61000-4-5 level 3 2 kV conforming to IEC 61000-4-5 level 3 2 kV conforming to IEC 61000-4-5 level 3 2 kV conforming to IEC 61000-4-5 level 3 2 kV conforming to IEC 61000-4-5 level 3 2 kV conforming to IEC 61000-4-5 level 3 2 kV conforming to IEC 61000-4-5 level 3 2 kV conforming to IEC 61000-4-5 level 3
| switching capacity in VA | 2000 VA 2000 VA 2000 VA 2000 VA 2000 VA 2000 VA 2000 VA 1250 VA 2000 VA 1250 VA 2000 VA 2000 VA 2000 VA 2000 VA 2000 VA 2000 VA 2000 VA 2000 VA 1250 VA 2000 VA 2000 VA 2000 VA 2000 VA 2000 VA 2000 VA 2000 VA
| switching capacity in mA | 10 mA at 12 V 10 mA at 12 V 10 mA at 12 V 10 mA at 12 V 10 mA at 12 V 10 mA at 12 V 10 mA at 12 V 10 mA at 12 V 10 mA at 12 V 10 mA at 12 V 10 mA at 12 V 10 mA at 12 V 10 mA at 12 V 10 mA at 12 V 10 mA at 12 V 10 mA at 12 V 10 mA at 12 V 10 mA at 12 V 10 mA at 12 V 10 mA at 12 V 10 mA at 12 V 10 mA at 12 V 10 mA at 12 V 10 mA at 12 V 10 mA at 12 V 10 mA at 12 V 10 mA at 12 V 10 mA at 12 V 10 mA at 12 V 10 mA at 12 V 10 mA at 12 V 10 mA at 12 V 10 mA at 12 V 10 mA at 12 V 10 mA at 12 V 10 mA at 12 V 10 mA at 12 V 10 mA at 12 V 10 mA at 12 V 10 mA at 12 V 10 mA at 12 V 10 mA at 12 V 10 mA at 12 V 10 mA at 12 V 10 mA at 12 V 10 mA at 12 V 10 mA at 12 V 10 mA at 12 V 10 mA at 12 V 10 mA at 12 V 10 mA at 12 V 10 mA at 12 V 10 mA at 12 V
| switching threshold drift | <= 0.05 % per degree centigrade depending permissible ambient air temperature <= 1 % within the supply voltage range <= 0.05 % per degree centigrade depending permissible ambient air temperature <= 1 % within the supply voltage range <= 0.05 % per degree centigrade depending permissible ambient air temperature <= 1 % within the supply voltage range <= 0.05 % per degree centigrade depending permissible ambient air temperature <= 1 % within the supply voltage range <= 0.05 % per degree centigrade depending permissible ambient air temperature <= 1 % within the supply voltage range <= 0.05 % per degree centigrade depending permissible ambient air temperature <= 1 % within the supply voltage range <= 0.05 % per degree centigrade depending permissible ambient air temperature <= 1 % within the supply voltage range <= 0.05 % per degree centigrade depending permissible ambient air temperature <= 1 % within the supply voltage range <= 0.05 % per degree centigrade depending permissible ambient air temperature <= 1 % within the supply voltage range <= 0.05 % per degree centigrade depending permissible ambient air temperature <= 1 % within the supply voltage range <= 0.06 % per degree centigrade depending permissible ambient air temperature <= 0.5 % within the supply voltage range (0.85...1.1 Un) <= 0.06 % per degree centigrade depending permissible ambient air temperature <= 0.5 % within the supply voltage range (0.85...1.1 Un) <= 0.06 % per degree centigrade depending permissible ambient air temperature <= 0.5 % within the supply voltage range (0.85...1.1 Un) <= 0.06 % per degree centigrade depending permissible ambient air temperature <= 0.5 % within the supply voltage range (0.85...1.1 Un) <= 0.06 % per degree centigrade depending permissible ambient air temperature <= 0.5 % within the supply voltage range (0.85...1.1 Un) <= 0.06 % per degree centigrade depending permissible ambient air temperature <= 0.5 % within the supply voltage range (0.85...1.1 Un) <= 0.06 % per degree centigrade depending permissible ambient air temperature <= 0.5 % within the supply voltage range (0.85...1.1 Un) <= 0.06 % per degree centigrade depending permissible ambient air temperature <= 0.5 % within the supply voltage range (0.85...1.1 Un) <= 0.06 % per degree centigrade depending permissible ambient air temperature <= 0.5 % within the supply voltage range (0.85...1.1 Un) <= 0.06 % per degree centigrade depending permissible ambient air temperature <= 0.5 % within the supply voltage range (0.85...1.1 Un) <= 0.06 % per degree centigrade depending permissible ambient air temperature <= 0.5 % within the supply voltage range (0.85...1.1 Un) <= 0.06 % per degree centigrade depending permissible ambient air temperature <= 0.5 % within the supply voltage range (0.85...1.1 Un) <= 0.06 % per degree centigrade depending permissible ambient air temperature <= 0.5 % within the supply voltage range (0.85...1.1 Un) <= 0.06 % per degree centigrade depending permissible ambient air temperature <= 0.5 % within the supply voltage range (0.85...1.1 Un) <= 0.06 % per degree centigrade depending permissible ambient air temperature <= 0.5 % within the supply voltage range (0.85...1.1 Un) <= 0.06 % per degree centigrade depending permissible ambient air temperature <= 0.5 % within the supply voltage range (0.85...1.1 Un) <= 0.06 % per degree centigrade depending permissible ambient air temperature <= 0.5 % within the supply voltage range (0.85...1.1 Un) <= 0.06 % per degree centigrade depending permissible ambient air temperature <= 0.5 % within the supply voltage range (0.85...1.1 Un) <= 0.06 % per degree centigrade depending permissible ambient air temperature <= 0.5 % within the supply voltage range (0.85...1.1 Un) <= 0.06 % per degree centigrade depending permissible ambient air temperature <= 0.5 % within the supply voltage range (0.85...1.1 Un) <= 0.06 % per degree centigrade depending permissible ambient air temperature <= 0.5 % within the supply voltage range (0.85...1.1 Un) <= 0.06 % per degree centigrade depending permissible ambient air temperature <= 0.5 % within the supply voltage range (0.85...1.1 Un) <= 0.06 % per degree centigrade depending permissible ambient air temperature <= 0.5 % within the supply voltage range (0.85...1.1 Un) <= 0.06 % per degree centigrade depending permissible ambient air temperature <= 0.5 % within the supply voltage range (0.85...1.1 Un) <= 0.06 % per degree centigrade depending permissible ambient air temperature <= 0.5 % within the supply voltage range (0.85...1.1 Un) <= 0.06 % per degree centigrade depending permissible ambient air temperature <= 0.5 % within the supply voltage range (0.85...1.1 Un) <= 0.06 % per degree centigrade depending permissible ambient air temperature <= 0.5 % within the supply voltage range (0.85...1.1 Un) <= 0.06 % per degree centigrade depending permissible ambient air temperature <= 0.5 % within the supply voltage range (0.85...1.1 Un) <= 0.06 % per degree centigrade depending permissible ambient air temperature <= 0.5 % within the supply voltage range (0.85...1.1 Un) <= 0.06 % per degree centigrade depending permissible ambient air temperature <= 0.5 % within the supply voltage range (0.85...1.1 Un) <= 0.06 % per degree centigrade depending permissible ambient air temperature <= 0.5 % within the supply voltage range (0.85...1.1 Un) <= 0.06 % per degree centigrade depending permissible ambient air temperature <= 0.5 % within the supply voltage range (0.85...1.1 Un) <= 0.06 % per degree centigrade depending permissible ambient air temperature <= 0.5 % within the measuring range <= 0.06 % per degree centigrade depending permissible ambient air temperature <= 0.5 % within the measuring range <= 0.06 % per degree centigrade depending permissible ambient air temperature <= 0.5 % within the measuring range <= 0.06 % per degree centigrade depending permissible ambient air temperature <= 0.5 % within the measuring range <= 0.06 % per degree centigrade depending permissible ambient air temperature <= 0.5 % within the measuring range <= 0.06 % per degree centigrade depending permissible ambient air temperature <= 0.5 % within the measuring range <= 0.06 % per degree centigrade depending permissible ambient air temperature <= 0.5 % within the measuring range <= 0.06 % per degree centigrade depending permissible ambient air temperature <= 0.5 % within the measuring range <= 0.06 % per degree centigrade depending permissible ambient air temperature <= 0.5 % within the measuring range <= 0.06 % per degree centigrade depending permissible ambient air temperature <= 0.5 % within the measuring range <= 0.06 % per degree centigrade depending permissible ambient air temperature <= 0.5 % within the measuring range <= 0.06 % per degree centigrade depending permissible ambient air temperature <= 0.5 % within the measuring range <= 0.06 % per degree centigrade depending permissible ambient air temperature <= 0.5 % within the measuring range
| switching time | 1...3 ms AC for energisation/de-energisation 0.5...6 ms AC for de-energisation/energisation 1...4 ms DC for energisation/de-energisation 1.2...4 ms DC for de-energisation/energisation 1...3 ms AC for energisation/de-energisation 0.5...6 ms AC for de-energisation/energisation 1...4 ms DC for energisation/de-energisation 1.2...4 ms DC for de-energisation/energisation 1...3 ms AC for energisation/de-energisation 0.5...6 ms AC for de-energisation/energisation 1...4 ms DC for energisation/de-energisation 1.2...4 ms DC for de-energisation/energisation 1...3 ms AC for energisation/de-energisation 0.5...6 ms AC for de-energisation/energisation 1...4 ms DC for energisation/de-energisation 1.2...4 ms DC for de-energisation/energisation 1...3 ms AC for energisation/de-energisation 0.5...6 ms AC for de-energisation/energisation 1...4 ms DC for energisation/de-energisation 1.2...4 ms DC for de-energisation/energisation 1...3 ms AC for energisation/de-energisation 0.5...6 ms AC for de-energisation/energisation 1...4 ms DC for energisation/de-energisation 1.2...4 ms DC for de-energisation/energisation 1...3 ms AC for energisation/de-energisation 0.5...6 ms AC for de-energisation/energisation 1...3 ms AC for energisation/de-energisation 0.5...6 ms AC for de-energisation/energisation 1...4 ms DC for energisation/de-energisation 1.2...4 ms DC for de-energisation/energisation 1...3 ms AC for energisation/de-energisation 0.5...6 ms AC for de-energisation/energisation 1...4 ms DC for energisation/de-energisation 1.2...4 ms DC for de-energisation/energisation 1...3 ms AC for energisation/de-energisation 0.5...6 ms AC for de-energisation/energisation 1...4 ms DC for energisation/de-energisation 1.2...4 ms DC for de-energisation/energisation 1...3 ms AC for energisation/de-energisation 0.5...6 ms AC for de-energisation/energisation 1...3 ms AC for energisation/de-energisation 0.5...6 ms AC for de-energisation/energisation 1...4 ms DC for energisation/de-energisation 1.2...4 ms DC for de-energisation/energisation 1...3 ms AC for energisation/de-energisation 0.5...6 ms AC for de-energisation/energisation 1...4 ms DC for energisation/de-energisation 1.2...4 ms DC for de-energisation/energisation 1...3 ms AC for energisation/de-energisation 0.5...6 ms AC for de-energisation/energisation 1...4 ms DC for energisation/de-energisation 1.2...4 ms DC for de-energisation/energisation 1...3 ms AC for energisation/de-energisation 0.5...6 ms AC for de-energisation/energisation 1...4 ms DC for energisation/de-energisation 1.2...4 ms DC for de-energisation/energisation 1...3 ms AC for energisation/de-energisation 0.5...6 ms AC for de-energisation/energisation 1...3 ms AC for energisation/de-energisation 0.5...6 ms AC for de-energisation/energisation 1...3 ms AC for energisation/de-energisation 0.5...6 ms AC for de-energisation/energisation 1...4 ms DC for energisation/de-energisation 1.2...4 ms DC for de-energisation/energisation 1...3 ms AC for energisation/de-energisation 0.5...6 ms AC for de-energisation/energisation 1...4 ms DC for energisation/de-energisation 1.2...4 ms DC for de-energisation/energisation 1...3 ms AC for energisation/de-energisation 0.5...6 ms AC for de-energisation/energisation 1...4 ms DC for energisation/de-energisation 1.2...4 ms DC for de-energisation/energisation 1...3 ms AC for energisation/de-energisation 0.5...6 ms AC for de-energisation/energisation 1...4 ms DC for energisation/de-energisation 1.2...4 ms DC for de-energisation/energisation 1...3 ms AC for energisation/de-energisation 0.5...6 ms AC for de-energisation/energisation 1...4 ms DC for energisation/de-energisation 1.2...4 ms DC for de-energisation/energisation 1...3 ms AC for energisation/de-energisation 0.5...6 ms AC for de-energisation/energisation 1...4 ms DC for energisation/de-energisation 1.2...4 ms DC for de-energisation/energisation 1...3 ms AC for energisation/de-energisation 0.5...6 ms AC for de-energisation/energisation 1...4 ms DC for energisation/de-energisation 1.2...4 ms DC for de-energisation/energisation 1...3 ms AC for energisation/de-energisation 0.5...6 ms AC for de-energisation/energisation 1...3 ms AC for energisation/de-energisation 0.5...6 ms AC for de-energisation/energisation 1...4 ms DC for energisation/de-energisation 1.2...4 ms DC for de-energisation/energisation 1...3 ms AC for energisation/de-energisation 0.5...6 ms AC for de-energisation/energisation 1...4 ms DC for energisation/de-energisation 1.2...4 ms DC for de-energisation/energisation 1...3 ms AC for energisation/de-energisation 0.5...6 ms AC for de-energisation/energisation 1...4 ms DC for energisation/de-energisation 1.2...4 ms DC for de-energisation/energisation 1...3 ms AC for energisation/de-energisation 0.5...6 ms AC for de-energisation/energisation 1...4 ms DC for energisation/de-energisation 1.2...4 ms DC for de-energisation/energisation 1...3 ms AC for energisation/de-energisation 0.5...6 ms AC for de-energisation/energisation 1...3 ms AC for energisation/de-energisation 0.5...6 ms AC for de-energisation/energisation 1...4 ms DC for energisation/de-energisation 1.2...4 ms DC for de-energisation/energisation 1...3 ms AC for energisation/de-energisation 0.5...6 ms AC for de-energisation/energisation 1...4 ms DC for energisation/de-energisation 1.2...4 ms DC for de-energisation/energisation 1...3 ms AC for energisation/de-energisation 0.5...6 ms AC for de-energisation/energisation 1...4 ms DC for energisation/de-energisation 1.2...4 ms DC for de-energisation/energisation 1...3 ms AC for energisation/de-energisation 0.5...6 ms AC for de-energisation/energisation 1...3 ms AC for energisation/de-energisation 0.5...6 ms AC for de-energisation/energisation 1...3 ms AC for energisation/de-energisation 0.5...6 ms AC for de-energisation/energisation 1...4 ms DC for energisation/de-energisation 1.2...4 ms DC for de-energisation/energisation 1...3 ms AC for energisation/de-energisation 0.5...6 ms AC for de-energisation/energisation 1...4 ms DC for energisation/de-energisation 1.2...4 ms DC for de-energisation/energisation 1...3 ms AC for energisation/de-energisation 0.5...6 ms AC for de-energisation/energisation 1...4 ms DC for energisation/de-energisation 1.2...4 ms DC for de-energisation/energisation
| switching voltage | 250 V AC 250 V AC 250 V AC 250 V AC 250 V AC 250 V AC 250 V AC 250 V AC 250 V AC 250 V AC 250 V AC 250 V AC 250 V AC 250 V AC 250 V AC 250 V AC 250 V AC 250 V AC 250 V AC 250 V AC 250 V AC 250 V AC 250 V AC 250 V AC 250 V AC 250 V AC 250 V AC 250 V AC 250 V AC 250 V AC 250 V AC 250 V AC 250 V AC 250 V AC 250 V AC 250 V AC 250 V AC 250 V AC 250 V AC 250 V AC 250 V AC 250 V AC 250 V AC 250 V AC 250 V AC 250 V AC 250 V AC 250 V AC 250 V AC 250 V AC 250 V AC 250 V AC 250 V AC 250 V AC 250 V AC 12 V 12 V 12 V 12 V 12 V 12 V 12 V 12 V 12 V 12 V
| temperature coefficient | 150 ppm/°C 150 ppm/°C 150 ppm/°C 150 ppm/°C 150 ppm/°C 150 ppm/°C 150 ppm/°C 150 ppm/°C 150 ppm/°C 200 ppm/°C 200 ppm/°C 200 ppm/°C 200 ppm/°C 200 ppm/°C 200 ppm/°C 200 ppm/°C 200 ppm/°C 1000 ppm/°C, range: 0...5 A 2000 ppm/°C, range: 0...15 A 500 ppm/°C, range: 0...1.5 A
| temperature drift | +/- 0.05 %/°C +/- 0.05 %/°C +/- 0.05 %/°C +/- 0.05 %/°C +/- 0.05 %/°C +/- 0.05 %/°C +/- 0.05 %/°C +/- 0.05 %/°C +/- 0.05 %/°C +/- 0.05 %/°C +/- 0.05 %/°C +/- 0.05 %/°C +/- 0.05 %/°C +/- 0.05 %/°C +/- 0.05 %/°C +/- 0.05 %/°C +/- 0.05 %/°C +/- 0.05 %/°C +/- 0.05 %/°C +/- 0.05 %/°C +/- 0.05 %/°C +/- 0.05 %/°C +/- 0.05 %/°C +/- 0.05 %/°C +/- 0.05 %/°C +/- 0.05 %/°C +/- 0.05 %/°C +/- 0.05 %/°C +/- 0.05 %/°C +/- 0.05 %/°C +/- 0.05 %/°C +/- 0.05 %/°C +/- 0.05 %/°C +/- 0.05 %/°C +/- 0.05 %/°C +/- 0.05 %/°C +/- 0.05 %/°C +/- 0.05 %/°C +/- 0.05 %/°C +/- 0.05 %/°C +/- 0.05 %/°C +/- 0.05 %/°C +/- 0.05 %/°C +/- 0.05 %/°C +/- 0.05 %/°C +/- 0.05 %/°C +/- 0.05 %/°C +/- 0.05 %/°C +/- 0.05 %/°C +/- 0.05 %/°C +/- 0.02 %/°C of the maximum setting value conforming to IEC 61812-1 +/- 0.02 %/°C of the maximum setting value conforming to IEC 61812-1 +/- 0.02 %/°C of the maximum setting value conforming to IEC 61812-1 +/- 0.02 %/°C of the maximum setting value conforming to IEC 61812-1 0.05 %/°C 0.05 %/°C 0.05 %/°C 0.05 %/°C 0.05 %/°C 0.05 %/°C 0.05 %/°C 0.05 %/°C 0.05 %/°C 0.05 %/°C < 0.07 %/°C < 0.07 %/°C < 0.07 %/°C < 0.07 %/°C < 0.07 %/°C < 0.07 %/°C < 0.07 %/°C < 0.07 %/°C < 0.2 %/°C < 0.2 %/°C < 0.2 %/°C
| temperature probe type | Pt 100 - 3-wire Pt 100 - 3-wire Pt 100 - 3-wire
| terminal description | (15-16-18)OC_OFF (B1-A2)CO ALT (B1-A2)CO (Z2)UNUSED (15-16-18)OC_OFF (Z1)UNUSED ALT (25-26-28)OC_ON (A1-A2)CO (15-16-18)OC_OFF (15-16-18)OC_OFF (25-26-28)OC_OFF (Z1)UNUSED (Z2)UNUSED (A1-A2)CO (25-26-28)OC_OFF (15-16-18)OC_OFF (Z1)UNUSED (X1)UNUSED (Y1)UNUSED (Z2)UNUSED (A1-A2)CO (Y1)UNUSED (15-16-18)OC (Z1)UNUSED (Z2)UNUSED (B1-A2)CO ALT (X1)UNUSED (B1-A2)CO ALT (15-16-18)OC_OFF (B1-A2)CO (25-26-28)OC_ON ALT (15-16-18)OC_ON (Z2)UNUSED ALT (A1-B1)CO (15-16-18)OC_OFF ALT (A1-B1)CO (15-16-18)OC_OFF ALT (A1-B1)CO (15-16-18)OC_OFF
| terminals description ISO n°1 | (GND)GROUND (COM-1)PW (GND)GROUND (COM-1)PW (COM-1)PW (GND)GROUND (COM-1)PW (GND)GROUND (GND)GROUND (COM-1)PW (COM-1)PW (GND)GROUND (GND)GROUND (COM-1)PW (COM-1)PW (GND)GROUND (GND)GROUND (COM-1)PW (COM-1)PW (GND)GROUND (COM-1)PW (GND)GROUND (COM-1)PW (GND)GROUND (COM-1)PW (GND)GROUND (GND)GROUND (COM-1)PW (COM-1)PW (GND)GROUND (GND)GROUND (COM-1)PW (COM-1)PW (GND)GROUND (GND)GROUND (COM-1)PW (GND)GROUND (COM-1)PW (COM-1)PW (GND)GROUND (GND)GROUND (COM-1)PW (COM-1)PW (GND)GROUND (GND)GROUND (COM-1)PW (GND)GROUND (COM-1)PW (COM-2)PW (COM-3)PW (COM-1)PW (GND)GROUND (COM-4)PW (COM-5)PW (GND)GROUND (COM-1)PW (COM-4)PW (COM-3)PW (COM-5)PW (COM-2)PW (COM-5)PW (COM-1)PW (COM-4)PW (COM-3)PW (GND)GROUND (COM-2)PW (COM-4)PW (COM-2)PW (COM-3)PW (COM-1)PW (GND)GROUND (COM-5)PW (GND)GROUND (COM-1)PW (GND)GROUND (COM-1)PW (COM-1)PW (GND)GROUND (COM-1)PW (GND)GROUND (GND)GROUND (COM-1)PW (COM-1)PW (GND)GROUND (GND)GROUND (COM-1)PW (COM-1)PW (GND)GROUND (GND)GROUND (COM-1)PW (COM-1)PW (GND)GROUND (COM-1)PW (GND)GROUND (COM-1)PW (GND)GROUND (COM-1)PW (GND)GROUND (GND)GROUND (COM-1)PW (COM-1)PW (GND)GROUND (GND)GROUND (COM-1)PW (COM-1)PW (GND)GROUND (GND)GROUND (COM-1)PW (GND)GROUND (COM-1)PW (COM-1)PW (GND)GROUND (GND)GROUND (COM-1)PW (COM-1)PW (GND)GROUND (GND)GROUND (COM-1)PW (GND)GROUND (COM-1)PW (GND)GROUND (COM-1)PW (COM-1)PW (GND)GROUND (COM-1)PW (GND)GROUND (COM-1)PW (GND)GROUND (GND)GROUND (COM-1)PW (GND)GROUND (COM-1)PW (COM-1)PW (GND)GROUND (COM-1)PW (GND)GROUND (COM-1)PW (GND)GROUND (COM-1)PW (GND)GROUND (GND)GROUND (COM-1)PW (GND)GROUND (COM-1)PW (GND)GROUND (COM-1)PW (COM-1)PW (GND)GROUND (COM-1)PW (GND)GROUND (COM-1)PW (GND)GROUND (GND)GROUND (COM-1)PW (COM-1)PW (GND)GROUND (COM-1)PW (GND)GROUND (GND)GROUND (COM-1)PW (GND)GROUND (COM-1)PW (COM-1)PW (GND)GROUND (GND)GROUND (COM-1)PW (GND)GROUND (COM-1)PW (GND)GROUND (COM-1)PW (COM-1)PW (GND)GROUND (COM-1)PW (GND)GROUND (COM-1)PW (GND)GROUND (COM-1)PW (GND)GROUND (COM-1)PW (GND)GROUND (GND)GROUND (COM-1)PW (GND)GROUND (COM-1)PW (GND)GROUND (COM-1)PW (COM-1)PW (GND)GROUND (COM-1)PW (GND)GROUND (GND)GROUND (COM-1)PW (GND)GROUND (COM-1)PW (GND)GROUND (COM-1)PW (COM-1)PW (GND)GROUND (GND)GROUND (COM-1)PW (GND)GROUND (COM-1)PW (GND)GROUND (COM-1)PW (GND)GROUND (COM-1)PW (GND)GROUND (COM-1)PW (GND)GROUND (COM-1)PW (COM-1)PW (GND)GROUND (GND)GROUND (COM-1)PW (COM-1)PW (GND)GROUND (GND)GROUND (COM-1)PW (COM-1)PW (GND)GROUND (COM-1)PW (GND)GROUND (COM-1)PW (GND)GROUND (COM-1)PW (GND)GROUND (COM-1)PW (GND)GROUND (COM-1)PW (GND)GROUND (GND)GROUND (COM-1)PW (COM-1)PW (GND)GROUND (COM-1)PW (GND)GROUND (COM-1)PW (GND)GROUND (COM-1)PW (GND)GROUND (GND)GROUND (COM-1)PW (COM-1)PW (GND)GROUND (GND)GROUND (COM-1)PW (GND)GROUND (COM-1)PW (COM-1)PW (GND)GROUND (COM-1)PW (GND)GROUND (COM-1)PW (GND)GROUND (COM-1)PW (GND)GROUND (GND)GROUND (COM-1)PW (GND)GROUND (COM-1)PW (GND)GROUND (COM-1)PW (COM-1)PW (GND)GROUND (GND)GROUND (COM-1)PW (COM-1)PW (GND)GROUND (GND)GROUND (COM-1)PW (GND)GROUND (COM-1)PW (COM-1)PW (GND)GROUND (COM-1)PW (GND)GROUND (GND)GROUND (COM-1)PW (GND)GROUND (COM-1)PW (COM-1)PW (GND)GROUND (COM-1)PW (GND)GROUND (COM-1)PW (GND)GROUND (COM-1)PW (GND)GROUND (COM-1)PW (GND)GROUND (GND)GROUND (COM-1)PW (COM-1)PW (GND)GROUND (GND)GROUND (COM-1)PW (GND)GROUND (COM-1)PW (GND)GROUND (COM-1)PW (COM-1)PW (GND)GROUND (GND)GROUND (COM-1)PW (GND)GROUND (COM-1)PW (COM-1)PW (GND)GROUND (GND)GROUND (COM-1)PW (COM-1)PW (GND)GROUND (COM-1)PW (GND)GROUND (COM-1)PW (GND)GROUND (COM-1)PW (GND)GROUND (COM-1)PW (GND)GROUND (GND)GROUND (COM-1)PW (GND)GROUND (COM-1)PW (GND)GROUND (COM-1)PW (COM-1)PW (GND)GROUND (COM-1)PW (GND)GROUND (COM-1)PW (GND)GROUND (COM-1)PW (GND)GROUND (COM-1)PW (GND)GROUND (GND)GROUND (COM-1)PW (GND)GROUND (COM-1)PW (COM-1)PW (GND)GROUND (COM-1)PW (GND)GROUND (COM-1)PW (GND)GROUND (GND)GROUND (COM-1)PW (GND)GROUND (COM-1)PW (COM-1)PW (GND)GROUND (COM-1)PW (GND)GROUND (GND)GROUND (COM-1)PW (COM-1)PW (GND)GROUND (GND)GROUND (COM-1)PW (GND)GROUND (COM-1)PW (GND)GROUND (COM-1)PW (GND)GROUND (COM-1)PW (GND)GROUND (COM-1)PW (GND)GROUND (COM-1)PW (COM-1)PW (GND)GROUND (COM-1)PW (GND)GROUND (GND)GROUND (COM-1)PW (COM-1)PW (GND)GROUND (GND)GROUND (COM-1)PW (COM-1)PW (GND)GROUND (GND)GROUND (COM-1)PW (GND)GROUND (COM-1)PW (GND)GROUND (COM-1)PW (GND)GROUND (COM-1)PW (GND)GROUND (COM-1)PW (GND)GROUND (COM-1)PW (GND)GROUND (COM-1)PW (GND)GROUND (COM-1)PW (COM-1)PW (GND)GROUND (GND)GROUND (COM-1)PW (GND)GROUND (COM-1)PW (GND)GROUND (COM-1)PW (GND)GROUND (COM-1)PW (COM-1)PW (GND)GROUND (COM-1)PW (GND)GROUND (COM-1)PW (GND)GROUND (COM-1)PW (GND)GROUND (GND)GROUND (COM-1)PW (COM-1)PW (GND)GROUND (GND)GROUND (COM-1)PW (GND)GROUND (COM-1)PW (COM-1)PW (GND)GROUND (31-32-34)OC (21-22-24)OC (41-42-44)OC (B1-A2-B2)CO (11-12-14)OC (31-32-34)OC (11-12-14)OC (B1-A2-B2)CO (21-22-24)OC (41-42-44)OC (A1-A2)CO (11-12-14)OC (41-42-44)OC (31-32-34)OC (21-22-24)OC (41-42-44)OC (A1-A2)CO (21-22-24)OC (11-12-14)OC (31-32-34)OC (11-12-14)OC (31-32-34)OC (21-22-24)OC (41-42-44)OC (B1-A2-B2)CO (41-42-44)OC (11-12-14)OC (B1-A2-B2)CO (21-22-24)OC (31-32-34)OC (41-42-44)OC (B1-A2-B2)CO (21-22-24)OC (31-32-34)OC (11-12-14)OC (B1-A2-B2)CO (41-42-44)OC (31-32-34)OC (11-12-14)OC (21-22-24)OC (B1-A2-B2)CO (11-12-14)OC (21-22-24)OC (41-42-44)OC (31-32-34)OC (11-12-14)OC (41-42-44)OC (21-22-24)OC (31-32-34)OC (B1-A2-B2)CO (31-32-34)OC (21-22-24)OC (41-42-44)OC (11-12-14)OC (B1-A2-B2)CO (B1-A2-B2)CO (41-42-44)OC (21-22-24)OC (31-32-34)OC (11-12-14)OC (B1-A2-B2)CO (21-22-24)OC (41-42-44)OC (31-32-34)OC (11-12-14)OC (B1-A2-B2)CO (11-12-14)OC (31-32-34)OC (21-22-24)OC (41-42-44)OC (41-42-44)OC (31-32-34)OC (B1-A2-B2)CO (11-12-14)OC (21-22-24)OC (31-32-34)OC (41-42-44)OC (21-22-24)OC (11-12-14)OC (B1-A2-B2)CO (41-42-44)OC (21-22-24)OC (B1-A2-B2)CO (11-12-14)OC (31-32-34)OC (41-42-44)OC (11-12-14)OC (31-32-34)OC (21-22-24)OC (B1-A2-B2)CO (31-32-34)OC (21-22-24)OC (11-12-14)OC (41-42-44)OC (B1-A2-B2)CO (11-12-14)OC (41-42-44)OC (21-22-24)OC (B1-A2-B2)CO (31-32-34)OC (31-32-34)OC (B1-A2-B2)CO (21-22-24)OC (41-42-44)OC (11-12-14)OC (B1-A2-B2)CO (31-32-34)OC (41-42-44)OC (21-22-24)OC (11-12-14)OC (A1-A2)CO (31-32-34)OC (11-12-14)OC (21-22-24)OC (41-42-44)OC (31-32-34)OC (41-42-44)OC (A1-A2)CO (21-22-24)OC (11-12-14)OC (A1-A2)CO (41-42-44)OC (21-22-24)OC (31-32-34)OC (11-12-14)OC (21-22-24)OC (41-42-44)OC (31-32-34)OC (11-12-14)OC (A1-A2)CO (31-32-34)OC (A1-A2)CO (11-12-14)OC (41-42-44)OC (21-22-24)OC (A1-A2)CO (41-42-44)OC (11-12-14)OC (31-32-34)OC (21-22-24)OC (A1-A2)CO (41-42-44)OC (11-12-14)OC (21-22-24)OC (31-32-34)OC (A1-A2)CO (41-42-44)OC (21-22-24)OC (31-32-34)OC (11-12-14)OC (A1-A2)CO (41-42-44)OC (21-22-24)OC (31-32-34)OC (11-12-14)OC (41-42-44)OC (A1-A2)CO (11-12-14)OC (21-22-24)OC (31-32-34)OC (31-32-34)OC (21-22-24)OC (41-42-44)OC (A1-A2)CO (11-12-14)OC (31-32-34)OC (A1-A2)CO (11-12-14)OC (21-22-24)OC (41-42-44)OC (21-22-24)OC (31-32-34)OC (41-42-44)OC (A1-A2)CO (11-12-14)OC (31-32-34)OC (21-22-24)OC (11-12-14)OC (A1-A2)CO (41-42-44)OC (31-32-34)OC (41-42-44)OC (11-12-14)OC (21-22-24)OC (A1-A2)CO (21-22-24)OC (11-12-14)OC (41-42-44)OC (A1-A2)CO (31-32-34)OC (C-B1-B2-B3)CO (15-16-18)OC (A1-A2)CO (A1-A2)CO (15-16-18)OC (C-B1-B2-B3)CO (15-16-18)OC (C-B1-B2-B3)CO (A1-A2)CO (25-26-28)OC (C-B1-B2-B3)CO (A1-A2)CO (15-16-18)OC (C-B1-B2-B3)CO (25-26-28)OC (A1-A2)CO (15-16-18)OC (25-26-28)OC (C-B1-B2-B3)CO (15-16-18)OC (A1-A2)CO (A1-A2)CO (15-16-18)OC (C-B1-B2-B3)CO (25-26-28)OC (15-16-18)OC (C-B1-B2-B3)CO (A1-A2)CO (25-26-28)OC (15-16-18)OC (C-B1-B2-B3)CO (25-26-28)OC (A1-A2)CO (C-B1-B2-B3)CO (25-26-28)OC (A1-A2)CO (15-16-18)OC (15-16-18)OC (25-26-28)OC (C-B1-B2-B3)CO (A1-A2)CO (A1-A2)CO (C-B1-B2-B3)CO (15-16-18)OC (C-B1-B2-B3)CO (15-16-18)OC (A1-A2)CO (15-16-18)OC (A1-A2)CO (C-B1-B2-B3)CO (15-16-18)OC (A1-A2)CO (C-B1-B2-B3)CO (C-B1-B2-B3)CO (15-16-18)OC (A1-A2)CO (C-B1-B2-B3)CO (15-16-18)OC (A1-A2)CO (A1-A2)CO (C-B2-B3)CO (15-16-18)OC (A1-A2)CO (C-B2-B3)CO (15-16-18)OC (A1-A2)CO (15-16-18)OC (C-B2-B3)CO (15-16-18)OC (A1-A2)CO (C-B1-B2-B3)CO (25-26-28)OC (25-26-28)OC (C-B1-B2-B3)CO (A1-A2)CO (15-16-18)OC (A1-A2)CO (25-26-28)OC (C-B1-B2-B3)CO (15-16-18)OC (15-16-18)OC (25-26-28)OC (A1-A2)CO (C-B1-B2-B3)CO (C-B1-B2-B3)CO (25-26-28)OC (A1-A2)CO (15-16-18)OC (15-16-18)OC (25-26-28)OC (C-B1-B2-B3)CO (A1-A2)CO (C-B1-B2-B3)CO (15-16-18)OC (A1-A2)CO (25-26-28)OC (C-B2-B3)CO (15-16-18)OC (A1-A2)CO (25-26-28)OC (C-B2-B3)CO (15-16-18)OC (25-26-28)OC (A1-A2)CO (25-26-28)OC (C-B2-B3)CO (15-16-18)OC (A1-A2)CO (C-B2-B3)CO (A1-A2)CO (25-26-28)OC (15-16-18)OC (15-16-18)OC (L1-L3)CO (25-26-28)OC (15-16-18)OC (15-16-18)OC (L1-L2-L3)CO (25-26-28)OC (L1-L2-L3)CO (15-16-18)OC (15-16-18)OC (L1-L2-L3)CO (25-26-28)OC (15-16-18)OC (L1-L2-L3)CO (L1-L2-L3)CO (15-16-18)OC (25-26-28)OC ALT (25-26-28)OC (L1-L2-L3)CO (15-16-18)OC (25-26-28)OC (15-16-18)OC (L1-L2-L3)CO (15-16-18)OC (L1-L2-L3)CO (25-26-28)OC (15-16-18)OC (25-26-28)OC (L1-L2-L3)CO (L1-L2-L3)CO (25-26-28)OC (15-16-18)OC ALT (L1-L2-L3)CO (25-26-28)OC (15-16-18)OC ALT (25-26-28)OC (L1-L2-L3)CO (15-16-18)OC (B1-B2-B3)CO (A1-A2)CO (15-16-18)OC (25-26-28)OC (A1-A2)CO (15-16-18)OC (25-26-28)OC (B1-B2-B3)CO (A1-A2)CO (25-26-28)OC (B1-B2-B3)CO (15-16-18)OC (15-16-18)OC (25-26-28)OC (B1-B2-B3)CO (A1-A2)CO (15-16-18)OC (B1-B2-B3)CO (A1-A2)CO (25-26-28)OC (15-16-18)OC (A1-A2)CO (B1-B2-B3)CO (B1-B2-B3)CO (15-16-18)OC (A1-A2)CO (B1-B2-B3)CO (15-16-18)OC (A1-A2)CO (B1-B2-B3)CO (A1-A2)CO (15-16-18)OC (11-12-14)OC (A1-A2)CO (A1-A2)CO (11-12-14)OC (A1-A2)CO (11-12-14)OC (11-12-14)OC (A1-A2)CO (A1-A2)CO (11-12-14)OC (A1-A2)CO (11-12-14)OC (11-12-14)OC (A1-A2)CO (A1-A2)CO (11-12-14)OC (11-12-14)OC (A1-A2)CO (A1-A2)CO (11-12-14)OC (11-12-14)OC (A1-A2)CO (A1-A2)CO (11-12-14)OC (11-12-14)OC (A1-A2)CO (A1-A2)CO (11-12-14)OC (A1-A2)CO (11-12-14)OC (11-12-14)OC (A1-A2)CO (11-12-14)OC (A1-A2)CO (A1-A2)CO (11-12-14)OC
| terminals description ISO n°2 | (11-12-14)OC ALT (L1-L2-L3)CO (21-22-24)OC (21-22-24)OC (11-12-14)OC (L1-L2-L3)CO ALT (L1-L2-L3)CO (11-12-14)OC (21-22-24)OC ALT
| test levels | Level A group mounting Level A group mounting Level A group mounting Level A group mounting Level A group mounting Level A group mounting Level A group mounting Level A group mounting Level A group mounting Level A group mounting Level A group mounting Level A group mounting Level A group mounting Level A group mounting Level A group mounting Level A group mounting Level A group mounting Level A group mounting Level A group mounting Level A group mounting Level A group mounting Level A group mounting Level A group mounting Level A group mounting Level A group mounting Level A group mounting Level A group mounting Level A group mounting Level A group mounting Level A group mounting Level A group mounting Level A group mounting Level A group mounting Level A group mounting Level A group mounting Level A group mounting Level A group mounting Level A group mounting Level A group mounting Level A group mounting Level A group mounting Level A group mounting Level A group mounting Level A group mounting Level A group mounting Level A group mounting Level A group mounting Level A group mounting Level A group mounting Level A group mounting Level A group mounting Level A group mounting Level A group mounting Level A group mounting
| threshold adjustment voltage | +2...+17 % in the range 480 V AC 2...20 % of Un selected -2...-17 % in the range 220 V AC -2...-12 % in the range 208 V AC -2...-17 % in the range 220 V AC +2...+17 % in the range 480 V AC -2...-12 % in the range 208 V AC 2...20 % of Un selected -2...-17 % in the range 220 V AC 2...20 % of Un selected +2...+17 % in the range 480 V AC -2...-12 % in the range 208 V AC -2...-12 % in the range 208 V AC -2...-17 % in the range 220 V AC 2...20 % of Un selected +2...+17 % in the range 480 V AC -20...-2 % in the range 380...480 V AC 2...20 % of Un selected -12...-2 % in the range 220 V AC +2...+20 % in the range 220...440 V AC +2...+10 % in the range 480 V AC 2...20 % of Un selected 2...20 % of Un selected 2...20 % of Un selected 2...20 % of Un selected 2...20 % of Un selected 2...20 % of Un selected
| threshold setting | 10...100 % -2...10 Hz -10...2 Hz 10...100 % 10...100 % 10...100 % 10...100 % 10...100 % 10...100 % 10...100 % 10...100 % 10...100 % 10...100 %
| tightening torque | 0.6…1 N.m conforming to IEC 60947-1 0.6…1 N.m conforming to IEC 60947-1 0.6…1 N.m conforming to IEC 60947-1 0.6…1 N.m conforming to IEC 60947-1 0.6…1 N.m conforming to IEC 60947-1 0.6…1 N.m conforming to IEC 60947-1 0.6…1 N.m conforming to IEC 60947-1 0.6…1 N.m conforming to IEC 60947-1 0.6…1 N.m conforming to IEC 60947-1 0.60…0.99 N.m conforming to IEC 60947-1 0.6…1 N.m conforming to IEC 60947-1 0.6…1 N.m conforming to IEC 60947-1 0.6…1 N.m conforming to IEC 60947-1 0.6…1 N.m conforming to IEC 60947-1 0.6…1 N.m conforming to IEC 60947-1 0.6…1 N.m conforming to IEC 60947-1 0.6…1 N.m conforming to IEC 60947-1 0.6…1 N.m conforming to IEC 60947-1 0.6…1 N.m conforming to IEC 60947-1 0.6…1 N.m conforming to IEC 60947-1 0.6…1 N.m conforming to IEC 60947-1 0.6…1 N.m conforming to IEC 60947-1 0.6…1 N.m conforming to IEC 60947-1 0.6…1 N.m conforming to IEC 60947-1 0.6…1 N.m conforming to IEC 60947-1 0.6…1 N.m conforming to IEC 60947-1 0.6…1 N.m conforming to IEC 60947-1 0.6…1 N.m conforming to IEC 60947-1 0.6…1 N.m conforming to IEC 60947-1 0.6…1 N.m conforming to IEC 60947-1 0.6…1 N.m conforming to IEC 60947-1 0.6…1 N.m conforming to IEC 60947-1 0.6…1 N.m conforming to IEC 60947-1 0.6…1 N.m conforming to IEC 60947-1 0.6…1 N.m conforming to IEC 60947-1 0.6…1 N.m conforming to IEC 60947-1 0.6…1 N.m conforming to IEC 60947-1 0.6…1 N.m conforming to IEC 60947-1 0.6…1 N.m conforming to IEC 60947-1 0.6…1 N.m conforming to IEC 60947-1 0.6…1 N.m conforming to IEC 60947-1 0.6…1 N.m conforming to IEC 60947-1 0.6…1 N.m conforming to IEC 60947-1 0.6…1 N.m conforming to IEC 60947-1 0.6…1 N.m conforming to IEC 60947-1 0.6…1 N.m conforming to IEC 60947-1 0.6…1 N.m conforming to IEC 60947-1 0.6…1 N.m conforming to IEC 60947-1 0.6…1 N.m conforming to IEC 60947-1 0.6…1 N.m conforming to IEC 60947-1 0.6…1 N.m conforming to IEC 60947-1 0.6…1 N.m conforming to IEC 60947-1 0.6…1 N.m conforming to IEC 60947-1 0.6…1 N.m conforming to IEC 60947-1 0.6…1 N.m conforming to IEC 60947-1 0.6…1 N.m conforming to IEC 60947-1 0.60…0.99 N.m conforming to IEC 60947-1 0.6…1 N.m conforming to IEC 60947-1 0.6…1 N.m conforming to IEC 60947-1 0.6…1 N.m conforming to IEC 60947-1 0.6…1 N.m conforming to IEC 60947-1 0.6…1 N.m conforming to IEC 60947-1 0.6…1 N.m conforming to IEC 60947-1 0.6…1 N.m conforming to IEC 60947-1 0.6…1 N.m conforming to IEC 60947-1 0.6…1 N.m conforming to IEC 60947-1 0.6…1 N.m conforming to IEC 60947-1 0.6…1 N.m conforming to IEC 60947-1 0.6…1 N.m conforming to IEC 60947-1 0.6…1 N.m conforming to IEC 60947-1 0.6…1 N.m conforming to IEC 60947-1 0.6…1 N.m conforming to IEC 60947-1 0.6…1 N.m conforming to IEC 60947-1 0.6…1 N.m conforming to IEC 60947-1 0.6…1 N.m conforming to IEC 60947-1 0.6…1 N.m conforming to IEC 60947-1 0.6…1 N.m conforming to IEC 60947-1 0.6…1 N.m conforming to IEC 60947-1 0.6…1 N.m conforming to IEC 60947-1 0.6…1 N.m conforming to IEC 60947-1 0.6…1 N.m conforming to IEC 60947-1 0.6…1 N.m conforming to IEC 60947-1 0.6…1 N.m conforming to IEC 60947-1 0.6…1 N.m conforming to IEC 60947-1 0.6…1 N.m conforming to IEC 60947-1 0.6…1 N.m conforming to IEC 60947-1 0.6…1 N.m conforming to IEC 60947-1 0.6…1 N.m conforming to IEC 60947-1 0.6…1 N.m conforming to IEC 60947-1 0.6…1 N.m conforming to IEC 60947-1 0.6…1 N.m conforming to IEC 60947-1 0.6…1 N.m conforming to IEC 60947-1 0.6…1 N.m conforming to IEC 60947-1 0.6…1 N.m conforming to IEC 60947-1 0.6…1 N.m conforming to IEC 60947-1 0.6…1 N.m conforming to IEC 60947-1 0.6…1 N.m conforming to IEC 60947-1 0.6…1 N.m conforming to IEC 60947-1 0.6…1 N.m conforming to IEC 60947-1 0.6…1 N.m conforming to IEC 60947-1 0.6…1 N.m conforming to IEC 60947-1 0.6…1 N.m conforming to IEC 60947-1 0.6…1 N.m conforming to IEC 60947-1 0.6…1 N.m conforming to IEC 60947-1 0.6…1 N.m conforming to IEC 60947-1 0.6…1 N.m conforming to IEC 60947-1 0.60…0.99 N.m conforming to IEC 60947-1 0.6…1.1 N.m 0.6…1.1 N.m 0.6…1.1 N.m 0.6…1.1 N.m 0.6…1.1 N.m 0.6…1.1 N.m 0.6…1.1 N.m 0.6…1.1 N.m 0.6…1.1 N.m 0.6…1.1 N.m 0.6…1.1 N.m 0.6…1.1 N.m 0.6…1.1 N.m 0.6…1.1 N.m 0.6…1.1 N.m 0.6…1.1 N.m 0.6…1.1 N.m 0.6…1.1 N.m 0.6…1.1 N.m 0.6…1.1 N.m 0.6…1.1 N.m 0.6…1.1 N.m 0.6…1.1 N.m 0.6…1.1 N.m 0.6…1.1 N.m 0.6…1.1 N.m 0.6…1.1 N.m 0.6…1.1 N.m 0.6…1.1 N.m 0.6…1.1 N.m 0.6…1.1 N.m 0.6…1.1 N.m 0.6…1.1 N.m 0.6…1.1 N.m 0.6…1.1 N.m 0.6…1.1 N.m 0.6…1.1 N.m 0.6…1.1 N.m 0.6…1.1 N.m 0.6…1.1 N.m 0.6…1.1 N.m 0.6…1.1 N.m 0.6…1.1 N.m 0.6…1.1 N.m 0.6…1.1 N.m 0.6…1.1 N.m 0.6…1.1 N.m 0.6…1.1 N.m 0.6…1.1 N.m 0.6…1.1 N.m 0.6…1.1 N.m 0.6…1.1 N.m 0.6…1.1 N.m 0.6…1.1 N.m 0.6…1.1 N.m 0.6…1.1 N.m 0.6…1.1 N.m 0.6…1.1 N.m 0.6…1.1 N.m 0.6…1.1 N.m 0.6…1.1 N.m 0.6…1.1 N.m 0.6…1.1 N.m 0.6…1.1 N.m 0.6…1.1 N.m 0.6…1.1 N.m 0.6…1.1 N.m 0.6…1.1 N.m 0.6…1.1 N.m 0.6…1.1 N.m 0.6…1.1 N.m 0.6…1.1 N.m 0.6…1.1 N.m 0.6…1.1 N.m 0.6…1.1 N.m 0.6…1.1 N.m 0.6…1.1 N.m 0.6…1.1 N.m 0.6…1.1 N.m 0.6…1.1 N.m 0.6…1.1 N.m 0.6…1.1 N.m 0.6…1.1 N.m 0.6…1.1 N.m < 0.5 N.m for M2.5 screw(s) < 0.5 N.m for M2.5 screw(s) < 0.5 N.m for M2.5 screw(s) < 0.5 N.m for M2.5 screw(s) < 0.5 N.m for M2.5 screw(s) 10...40 N.m 10...40 N.m 10...40 N.m 10...40 N.m 10...40 N.m
| time delay drift | <= 0.05 % per degree centigrade depending permissible ambient air temperature <= 1 % within the supply voltage range <= 0.05 % per degree centigrade depending permissible ambient air temperature <= 1 % within the supply voltage range <= 0.05 % per degree centigrade depending permissible ambient air temperature <= 1 % within the supply voltage range <= 0.05 % per degree centigrade depending permissible ambient air temperature <= 1 % within the supply voltage range <= 0.05 % per degree centigrade depending permissible ambient air temperature <= 1 % within the supply voltage range <= 0.05 % per degree centigrade depending permissible ambient air temperature <= 1 % within the supply voltage range <= 0.05 % per degree centigrade depending permissible ambient air temperature <= 1 % within the supply voltage range <= 0.05 % per degree centigrade depending permissible ambient air temperature <= 1 % within the supply voltage range <= 0.05 % per degree centigrade depending permissible ambient air temperature <= 1 % within the supply voltage range <= 0.05 % per degree centigrade depending permissible ambient air temperature <= 1 % within the supply voltage range <= 0.07 % per degree centigrade depending on temperature <= 0.5 % within the supply voltage range (0.85...1.1 Un) <= 0.07 % per degree centigrade depending on temperature <= 0.5 % within the supply voltage range (0.85...1.1 Un) <= 0.07 % per degree centigrade depending on temperature <= 0.5 % within the supply voltage range (0.85...1.1 Un) <= 0.07 % per degree centigrade depending on temperature <= 0.5 % within the supply voltage range (0.85...1.1 Un) <= 0.07 % per degree centigrade depending on temperature <= 0.5 % within the supply voltage range (0.85...1.1 Un) <= 0.07 % per degree centigrade depending on temperature <= 0.5 % within the supply voltage range (0.85...1.1 Un) <= 0.07 % per degree centigrade depending on temperature <= 0.5 % within the supply voltage range (0.85...1.1 Un) <= 0.07 % per degree centigrade depending on temperature <= 0.5 % within the supply voltage range (0.85...1.1 Un) <= 0.07 % per degree centigrade depending on the rated operational temperature <= 0.5 % within the supply voltage range (0.85...1.1 Un) <= 0.07 % per degree centigrade depending on the rated operational temperature <= 0.5 % within the supply voltage range (0.85...1.1 Un) <= 0.07 % per degree centigrade depending on the rated operational temperature <= 0.5 % within the supply voltage range (0.85...1.1 Un) <= 0.07 % per degree centigrade depending on the rated operational temperature <= 0.5 % within the supply voltage range (0.85...1.1 Un) <= 0.07 % per degree centigrade depending on the rated operational temperature <= 0.5 % within the supply voltage range (0.85...1.1 Un) <= 0.07 % per degree centigrade depending on the rated operational temperature <= 0.5 % within the supply voltage range (0.85...1.1 Un) <= 0.07 % per degree centigrade depending on the rated operational temperature <= 0.5 % within the supply voltage range (0.85...1.1 Un) <= 0.07 % per degree centigrade depending on the rated operational temperature <= 0.5 % within the supply voltage range (0.85...1.1 Un) <= 0.07 % per degree centigrade depending on the rated operational temperature <= 0.5 % within the supply voltage range (0.85...1.1 Un) <= 0.07 % per degree centigrade depending on the rated operational temperature <= 0.5 % within the supply voltage range (0.85...1.1 Un) <= 0.07 % per degree centigrade depending on the rated operational temperature <= 0.5 % within the supply voltage range (0.85...1.1 Un) <= 0.07 % per degree centigrade depending on the rated operational temperature <= 0.5 % within the supply voltage range (0.85...1.1 Un) <= 0.07 % per degree centigrade depending on the rated operational temperature <= 0.5 % within the measuring range <= 0.07 % per degree centigrade depending on the rated operational temperature <= 0.5 % within the measuring range <= 0.07 % per degree centigrade depending on the rated operational temperature <= 0.5 % within the measuring range <= 0.07 % per degree centigrade depending on the rated operational temperature <= 0.5 % within the measuring range <= 0.07 % per degree centigrade depending on the rated operational temperature <= 0.5 % within the measuring range <= 0.07 % per degree centigrade depending on the rated operational temperature <= 0.5 % within the measuring range <= 0.07 % per degree centigrade depending on the rated operational temperature <= 0.5 % within the measuring range <= 0.07 % per degree centigrade depending on the rated operational temperature <= 0.5 % within the measuring range <= 0.07 % per degree centigrade depending on the rated operational temperature <= 0.5 % within the measuring range <= 0.07 % per degree centigrade depending on the rated operational temperature <= 0.5 % within the measuring range <= 0.07 % per degree centigrade depending on the rated operational temperature <= 0.5 % within the measuring range <= 0.07 % per degree centigrade depending on the rated operational temperature <= 0.5 % within the measuring range <= 0.07 % per degree centigrade depending on the rated operational temperature <= 0.5 % within the measuring range
| time delay on de-energisation | 0.5 s 0.1…10 s 0.5 s 0.1…10 s
| time delay range | 1...10 min 6...60 s 0.1...1 s 1...10 h 1...10 s 6...60 min 10...100 h 1...10 h 10...100 h 6...60 s 1...10 min 0.1...1 s 1...10 s 6...60 min 1...10 min 10...100 h 1...10 s 0.1...1 s 6...60 s 6...60 min 1...10 h 1...10 min 6...60 min 0.1...1 s 6...60 s 1...10 s 1...10 h 10...100 h 0.1...1 s 6...60 s 1...10 h 1...10 min 1...10 s 10...100 h 6...60 min 10...100 h 6...60 s 0.1...1 s 1...10 h 1...10 s 1...10 min 6...60 min 0.1...1 s 1...10 h 1...10 s 6...60 min 10...100 h 6...60 s 1...10 min 3...30 min 1...10 s 30...300 s 10...100 s 3...30 s 30...300 min 30...300 h 0.3...3 s 0.05...1 s 3...30 h 30...300 h 3...30 min 30...300 s 0.05...1 s 30...300 min 10...100 s 0.3...3 s 3...30 h 1...10 s 3...30 s 30...300 s 10...100 s 0.05...1 s 1...10 s 30...300 h 30...300 min 0.3...3 s 3...30 h 3...30 min 10...100 s 3...30 s 0.05...1 s 30...300 s 30...300 h 30...300 min 3...30 min 3...30 h 0.3...3 s 1...10 s 10...100 s 3...30 s 0.05...1 s 30...300 s 30...300 h 30...300 min 3...30 min 3...30 h 0.3...3 s 1...10 s 0.05...1 s 30...300 h 30...300 min 30...300 s 3...30 min 1...10 s 3...30 s 0.3...3 s 10...100 s 3...30 h 3...30 s 0.3...3 s 30...300 s 30...300 h 0.05...1 s 1...10 s 3...30 min 30...300 min 3...30 h 10...100 s 10...100 s 1...10 min 1...10 s 0.3...3 s 3...30 s 0.05...1 s 30...300 s 3...30 h 0.05...1 s 30...300 s 3...30 min 3...30 s 30...300 h 30...300 min 0.3...3 s 10...100 s 1...10 s 0.3...3 s 0.05...0.5 s 3...30 s 0.1...1 s 30...300 s 10...100 s 1...10 s 0.05...1 s 30...300 min 30...300 h 30...300 s 3...30 h 0.3...3 s 3...30 min 3...30 s 10...100 s 1...10 s 30...300 s 10...100 s 3...30 s 30...300 min 3...30 min 0.3...3 s 0.05...1 s 30...300 h 1...10 s 3...30 h 10...100 s 3...30 s 0.1...1 s 0.3...3 s 0.05...0.5 s 1...10 s 30...300 s 3...30 h 30...300 h 0.05...1 s 30...300 s 0.3...3 s 10...100 s 1...10 s 3...30 min 30...300 min 3...30 s 0.05...1 s 0.3...3 s 3...30 h 30...300 min 10...100 s 30...300 s 3...30 s 30...300 h 1...10 s 3...30 min 10...100 s 3...30 h 1...10 s 3...30 s 30...300 h 0.3...3 s 0.05...1 s 30...300 min 30...300 s 3...30 min 1...10 s 30...300 min 3...30 s 10...100 s 30...300 h 30...300 s 3...30 min 0.3...3 s 0.05...1 s 3...30 h 1...10 s 3...30 h 10...100 s 30...300 s 0.05...1 s 3...30 min 0.3...3 s 3...30 s 30...300 min 30...300 h 10...100 s 0.05...1 s 30...300 s 3...30 s 1...10 min 1...10 s 0.3...3 s 0.05...1 s 30...300 min 30...300 s 3...30 h 0.3...3 s 1...10 s 3...30 s 30...300 h 3...30 min 10...100 s 3...30 min 30...300 min 0.3...3 s 3...30 h 10...100 s 1...10 s 0.05...1 s 30...300 s 30...300 h 3...30 s 0.3...30 s 0.3...30 s 3...30 s 0.05...1 s 30...300 s 30...300 min 0.3...3 s 1...10 s 3...30 h 10...100 s 30...300 h 3...30 min 1...10 s 3...30 s 10...100 s 30...300 min 0.05...1 s 3...30 min 0.3...3 s 30...300 s 3...30 h 30...300 h 0.1 s...999 h
| time delay type | A C H L, Li A, Ac, At, B, Bw, C, D, Di, H, Ht A, At B C H, Ht L, Li L, Li A, At, B, C, D, Di, H, Ht A, Ac, At, B, Bw, C, D, Di, H, Ht A, Ac, At, B, Bw, C, D, Di, H, Ht A, Ac, At, B, Bw, C, D, Di, H, Ht A, Ac, At, B, Bw, C, D, Di, H, Ht Ad, Ah, N, O, P, Pt, TI, Tt, W Q Q At A B C Di Ht Bw Ac H At A D C Di D B At H Bw Ac A Ht At Bw C Di B Ac H A D Pt O P A Tl Ah N Tt W Ac Act Ak Akt A Aw C Ct C Ct Dw D Hw H K A At Aw K He Li Lit L Lt Dw Ac C Dit Ht D A Di Hw W Ct Act At Wt H Dt Diw Aw Qc Ac Aw A C D Dw H Hw K W Wt Ht Dit Qgt D Dt W Ct Dw A Qt Qtt Diw C Wt Di Hw Qg At Aw H Qe Qe Qg Qt Tt Ak Ah Di Pt H At Dt Ad A Qt N Li L Qtt O Ht Lit C Lt W Tl P Ac Dit B D Bw
| tripping threshold | 3100 Ohm +/- 10 % for temperature control circuit 3100 Ohm +/- 10 % for temperature control circuit
| utilisation category | AC-12 conforming to IEC 60947-5-1 AC-13 conforming to IEC 60947-5-1 AC-14 conforming to IEC 60947-5-1 AC-15 conforming to IEC 60947-5-1 DC-12 conforming to IEC 60947-5-1 DC-13 conforming to IEC 60947-5-1 AC-12 conforming to IEC 60947-5-1 AC-13 conforming to IEC 60947-5-1 AC-14 conforming to IEC 60947-5-1 AC-15 conforming to IEC 60947-5-1 DC-12 conforming to IEC 60947-5-1 DC-13 conforming to IEC 60947-5-1 AC-12 conforming to IEC 60947-5-1 AC-13 conforming to IEC 60947-5-1 AC-14 conforming to IEC 60947-5-1 AC-15 conforming to IEC 60947-5-1 DC-12 conforming to IEC 60947-5-1 DC-13 conforming to IEC 60947-5-1 AC-12 conforming to IEC 60947-5-1 AC-13 conforming to IEC 60947-5-1 AC-14 conforming to IEC 60947-5-1 AC-15 conforming to IEC 60947-5-1 DC-12 conforming to IEC 60947-5-1 DC-13 conforming to IEC 60947-5-1 AC-12 conforming to IEC 60947-5-1 AC-13 conforming to IEC 60947-5-1 AC-14 conforming to IEC 60947-5-1 AC-15 conforming to IEC 60947-5-1 DC-12 conforming to IEC 60947-5-1 DC-13 conforming to IEC 60947-5-1 AC-12 conforming to IEC 60947-5-1 AC-13 conforming to IEC 60947-5-1 AC-14 conforming to IEC 60947-5-1 AC-15 conforming to IEC 60947-5-1 DC-12 conforming to IEC 60947-5-1 DC-13 conforming to IEC 60947-5-1 AC-12 conforming to IEC 60947-5-1 AC-13 conforming to IEC 60947-5-1 AC-14 conforming to IEC 60947-5-1 AC-15 conforming to IEC 60947-5-1 DC-12 conforming to IEC 60947-5-1 DC-13 conforming to IEC 60947-5-1 AC-12 conforming to IEC 60947-5-1 AC-13 conforming to IEC 60947-5-1 AC-14 conforming to IEC 60947-5-1 AC-15 conforming to IEC 60947-5-1 DC-12 conforming to IEC 60947-5-1 DC-13 conforming to IEC 60947-5-1 AC-12 conforming to IEC 60947-5-1 AC-13 conforming to IEC 60947-5-1 AC-14 conforming to IEC 60947-5-1 AC-15 conforming to IEC 60947-5-1 DC-12 conforming to IEC 60947-5-1 DC-13 conforming to IEC 60947-5-1 AC-15 conforming to IEC 60947-5-1 DC-13 conforming to IEC 60947-5-1 AC-1 conforming to IEC 60947-4-1 DC-1 conforming to IEC 60947-4-1 AC-15 conforming to IEC 60947-5-1 DC-13 conforming to IEC 60947-5-1 AC-1 conforming to IEC 60947-4-1 DC-1 conforming to IEC 60947-4-1 AC-15 conforming to IEC 60947-5-1 DC-13 conforming to IEC 60947-5-1 AC-1 conforming to IEC 60947-4-1 DC-1 conforming to IEC 60947-4-1 AC-15 conforming to IEC 60947-5-1 DC-13 conforming to IEC 60947-5-1 AC-1 conforming to IEC 60947-4-1 DC-1 conforming to IEC 60947-4-1 AC-15 conforming to IEC 60947-5-1 DC-13 conforming to IEC 60947-5-1 AC-1 conforming to IEC 60947-4-1 DC-1 conforming to IEC 60947-4-1 AC-15 conforming to IEC 60947-5-1 DC-13 conforming to IEC 60947-5-1 AC-1 conforming to IEC 60947-4-1 DC-1 conforming to IEC 60947-4-1 AC-15 conforming to IEC 60947-5-1 DC-13 conforming to IEC 60947-5-1 AC-1 conforming to IEC 60947-4-1 DC-1 conforming to IEC 60947-4-1 AC-15 conforming to IEC 60947-5-1 DC-13 conforming to IEC 60947-5-1 AC-1 conforming to IEC 60947-4-1 DC-1 conforming to IEC 60947-4-1 AC-15 conforming to IEC 60947-5-1 DC-13 conforming to IEC 60947-5-1 AC-1 conforming to IEC 60947-4-1 DC-1 conforming to IEC 60947-4-1 AC-15 conforming to IEC 60947-5-1 DC-13 conforming to IEC 60947-5-1 AC-1 conforming to IEC 60947-4-1 DC-1 conforming to IEC 60947-4-1 AC-15 conforming to IEC 60947-5-1 DC-13 conforming to IEC 60947-5-1 AC-1 conforming to IEC 60947-4-1 DC-1 conforming to IEC 60947-4-1 AC-15 conforming to IEC 60947-5-1 DC-13 conforming to IEC 60947-5-1 AC-1 conforming to IEC 60947-4-1 DC-1 conforming to IEC 60947-4-1 AC-15 conforming to IEC 60947-5-1 DC-13 conforming to IEC 60947-5-1 AC-1 conforming to IEC 60947-4-1 DC-1 conforming to IEC 60947-4-1 AC-15 conforming to IEC 60947-5-1 DC-13 conforming to IEC 60947-5-1 AC-1 conforming to IEC 60947-4-1 DC-1 conforming to IEC 60947-4-1 AC-15 conforming to IEC 60947-5-1 DC-13 conforming to IEC 60947-5-1 AC-1 conforming to IEC 60947-4-1 DC-1 conforming to IEC 60947-4-1 AC-15 conforming to IEC 60947-5-1 DC-13 conforming to IEC 60947-5-1 AC-1 conforming to IEC 60947-4-1 DC-1 conforming to IEC 60947-4-1 AC-15 conforming to IEC 60947-5-1 DC-13 conforming to IEC 60947-5-1 AC-1 conforming to IEC 60947-4-1 DC-1 conforming to IEC 60947-4-1 AC-15 conforming to IEC 60947-5-1 DC-13 conforming to IEC 60947-5-1 AC-1 conforming to IEC 60947-4-1 DC-1 conforming to IEC 60947-4-1 AC-15 conforming to IEC 60947-5-1 DC-13 conforming to IEC 60947-5-1 AC-1 conforming to IEC 60947-4-1 DC-1 conforming to IEC 60947-4-1 AC-15 conforming to IEC 60947-5-1 DC-13 conforming to IEC 60947-5-1 AC-1 conforming to IEC 60947-4-1 DC-1 conforming to IEC 60947-4-1 AC-15 conforming to IEC 60947-5-1 DC-13 conforming to IEC 60947-5-1 AC-1 conforming to IEC 60947-4-1 DC-1 conforming to IEC 60947-4-1 AC-15 conforming to IEC 60947-5-1 DC-13 conforming to IEC 60947-5-1 AC-1 conforming to IEC 60947-4-1 DC-1 conforming to IEC 60947-4-1 AC-15 conforming to IEC 60947-5-1 DC-13 conforming to IEC 60947-5-1 AC-1 conforming to IEC 60947-4-1 DC-1 conforming to IEC 60947-4-1
| voltage detection threshold | < 100 V AC < 100 V AC 183 V < 194 V 194 V 114 V < 100 V AC < 100 V AC < 100 V AC < 100 V AC < 100 V AC < 100 V AC < 100 V AC
| voltage drift | +/- 0.2 %/V +/- 0.2 %/V +/- 0.2 %/V +/- 0.2 %/V +/- 0.2 %/V +/- 0.2 %/V +/- 0.2 %/V +/- 0.2 %/V +/- 0.2 %/V +/- 0.2 %/V +/- 0.2 %/V +/- 0.2 %/V +/- 0.2 %/V +/- 0.2 %/V +/- 0.2 %/V +/- 0.2 %/V +/- 0.2 %/V +/- 0.2 %/V +/- 0.2 %/V +/- 0.2 %/V +/- 0.2 %/V +/- 0.2 %/V +/- 0.2 %/V +/- 0.2 %/V +/- 0.2 %/V +/- 0.2 %/V +/- 0.2 %/V +/- 0.2 %/V +/- 0.2 %/V +/- 0.2 %/V +/- 0.2 %/V +/- 0.2 %/V +/- 0.2 %/V +/- 0.2 %/V +/- 0.2 %/V +/- 0.2 %/V +/- 0.2 %/V +/- 0.2 %/V +/- 0.2 %/V +/- 0.2 %/V +/- 0.2 %/V +/- 0.2 %/V +/- 0.2 %/V +/- 0.2 %/V +/- 0.2 %/V +/- 0.2 %/V +/- 0.2 %/V +/- 0.2 %/V +/- 0.2 %/V +/- 0.2 %/V +/- 0.2 %/V of the maximum setting value at 48...240 V +/- 1 %/V of the maximum setting value at 24...48 V +/- 0.2 %/V of the maximum setting value at 48...240 V +/- 1 %/V of the maximum setting value at 24...48 V +/- 0.2 %/V of the maximum setting value at 48...240 V +/- 1 %/V of the maximum setting value at 24...48 V +/- 0.2 %/V of the maximum setting value at 48...240 V +/- 1 %/V of the maximum setting value at 24...48 V +/- 0.2 %/V +/- 0.2 %/V +/- 0.2 %/V +/- 0.2 %/V +/- 0.2 %/V +/- 0.2 %/V +/- 0.2 %/V +/- 0.2 %/V +/- 0.2 %/V +/- 0.2 %/V < 0.2 %/V < 0.2 %/V < 0.2 %/V < 0.2 %/V < 0.2 %/V < 0.2 %/V < 0.2 %/V < 0.2 %/V < 2.5 %/V < 2.5 %/V < 2.5 %/V
| voltage range | 208...480 V phase to phase 208...480 V phase to phase 183...528 V 183...484 V 208...480 V phase to phase 208...480 V phase to phase 220...480 V phase to phase 176...528 V 176...528 V 200...240 V phase to phase 380...480 V phase to phase 200...240 V phase to phase 380...480 V phase to phase 200...240 V phase to phase 380...480 V phase to phase 0.85...1.1 Us 0.85...1.1 Us 0.85...1.1 Us 0.85...1.1 Us 0.85...1.1 Us 0.85...1.1 Us 0.85...1.1 Us 0.85...1.1 Us 0.85...1.1 Us 0.9...1.2 Us 0.85...1.1 Us 0.85...1.1 Us 0.9...1.2 Us 0.85...1.1 Us 0.85...1.1 Us 0.85...1.1 Us 0.85...1.1 Us 0.85...1.1 Us 0.85...1.1 Us 0.85...1.1 Us 0.9...1.2 Us 0.85...1.1 Us 0.85...1.1 Us 0.85...1.1 Us 0.85...1.1 Us 0.85...1.1 Us 0.85...1.1 Us 0.85...1.1 Us 0.85...1.1 Us 0.85...1.1 Us 0.85...1.1 Us 0.85...1.1 Us 0.85...1.1 Us 0.85...1.1 Us 0.85...1.1 Us 0.85...1.1 Us 0.85...1.1 Us 0.85...1.1 Us 0.85...1.1 Us 0.85...1.1 Us 0.85...1.1 Us 0.85...1.1 Us 0.85...1.1 Us 0.85...1.1 Us 0.85...1.1 Us 0.85...1.1 Us 0.85...1.16 Us 0.85...1.1 Us 0.85...1.1 Us 0.85...1.1 Un 0.9...1.1 Us 0.9...1.1 Us 0.85...1.15 Us 0.85...1.15 Us 0.85...1.15 Us 0.9...1.1 Us 0.9...1.1 Us 0.85...1.15 Us 0.85...1.15 Us 0.85...1.15 Us 0.85...1.1 Us 0.85...1.1 Us 0.85...1.1 Us 0.85...1.1 Us 0.85...1.1 Us 0.85...1.1 Us 0.85...1.1 Us 0.85...1.1 Us 0.9...1.1 Us 0.9...1.1 Us 0.9...1.1 Us
| width | 17.5 mm 17.5 mm 17.5 mm 17.5 mm 17.5 mm 17.5 mm 17.5 mm 17.5 mm 17.5 mm 17.5 mm 17.5 mm 17.5 mm 17.5 mm 17.5 mm 35 mm 35 mm 35 mm 35 mm 35 mm 35 mm 35 mm 35 mm 35 mm 35 mm 35 mm 35 mm 35 mm 35 mm 35 mm 35 mm 35 mm 35 mm 22.5 mm 22.5 mm 22.5 mm 22.5 mm 22.5 mm 22.5 mm 22.5 mm 22.5 mm 22.5 mm 22.5 mm 22.5 mm 22.5 mm 22.5 mm 22.5 mm 22.5 mm 22.5 mm 22.5 mm 22.5 mm 22.5 mm 22.5 mm 35 mm 35 mm 22.5 mm 22.5 mm 22.5 mm 22.5 mm 22.5 mm 22.5 mm 22.5 mm 22.5 mm 22.5 mm 22.5 mm 22.5 mm 22.5 mm 22.5 mm 22.5 mm 22.5 mm 22.5 mm 22.5 mm 22.5 mm 22.5 mm 22.5 mm 22.5 mm 22.5 mm 22.5 mm 22.5 mm 22.5 mm 22.5 mm 22.5 mm 22.5 mm 22.5 mm 22.5 mm 22.5 mm 22.5 mm 22.5 mm 22.5 mm 100 mm 100 mm 100 mm 100 mm 100 mm 100 mm 100 mm 80 mm 80 mm 80 mm 105 mm 105 mm 105 mm 105 mm 105 mm 114 mm 114 mm 114 mm 140 mm 140 mm 140 mm 72 mm 72 mm 72 mm 72 mm 96 mm 96 mm 96 mm 96 mm 23 mm 23 mm 23 mm 23 mm 23 mm 23 mm 23 mm 45 mm 45 mm 45 mm 45 mm 22.5 mm 22.5 mm 22.5 mm 22.5 mm 22.5 mm 22.5 mm 22.5 mm 22.5 mm 22.5 mm 22.5 mm 22.5 mm 22.5 mm 22.5 mm 22.5 mm 22.5 mm 22.5 mm 22.5 mm 22.5 mm 22.5 mm 22.5 mm 22.5 mm 22.5 mm 22.5 mm 22.5 mm 22.5 mm 22.5 mm 22.5 mm 22.5 mm 22.5 mm 22.5 mm 22.5 mm 22.5 mm 22.5 mm 22.5 mm 22.5 mm 22.5 mm 22.5 mm 22.5 mm 22.5 mm 22.5 mm 22.5 mm 22.5 mm 22.5 mm 22.5 mm 22.5 mm 22.5 mm 22.5 mm 22.5 mm 22.5 mm 22.5 mm 22.5 mm 22.5 mm 22.5 mm 22.5 mm 22.5 mm 5 mm 5 mm 5 mm 5 mm 5 mm 5 mm 5 mm 5 mm 6.2 mm 6.2 mm 6.2 mm 6.2 mm 6.2 mm 6.2 mm 6.2 mm 6.2 mm 6.2 mm 6.2 mm
| width pitch dimension | 22.5 mm 22.5 mm 22.5 mm 22.5 mm 22.5 mm 22.5 mm 22.5 mm 22.5 mm 22.5 mm 22.5 mm 22.5 mm
Contractual warranty | Warranty | 18 months 18 months 18 months 18 months 18 months 18 months 18 months 18 months 18 months 18 months 18 months 18 months 18 months 18 months 18 months 18 months 18 months 18 months 18 months 18 months 18 months 18 months 18 months 18 months 18 months 18 months 18 months 18 months 18 months 18 months 18 months 18 months 18 months 18 months 18 months 18 months 18 months 18 months 18 months 18 months 18 months 18 months 18 months 18 months 18 months 18 months 18 months 18 months 18 months 18 months 18 months 18 months 18 months 18 months 18 months 18 months 18 months 18 months 18 months 18 months 18 months 18 months 18 months 18 months 18 months 18 months 18 months 18 months 18 months 18 months 18 months 18 months 18 months 18 months 18 months 18 months 18 months 18 months 18 months 18 months 18 months 18 months 18 months 18 months 18 months 18 months 18 months 18 months 18 months 18 months 18 months 18 months 18 months 18 months 18 months 18 months 18 months 18 months 18 months 18 months 18 months 18 months 18 months 18 months 18 months 18 months 18 months 18 months 18 months 18 months 18 months 18 months 18 months 18 months 18 months 18 months 18 months 18 months 18 months 18 months 18 months 18 months 18 months 18 months 18 months 18 months 18 months 18 months 18 months 18 months 18 months 18 months 18 months 18 months 18 months 18 months 18 months 18 months 18 months 18 months 18 months 18 months 18 months 18 months 18 months 18 months 18 months 18 months 18 months 18 months 18 months 18 months 18 months 18 months 18 months 18 months 18 months 18 months 18 months 18 months 18 months 18 months 18 months 18 months 18 months 18 months 18 months 18 months 18 months 18 months 18 months 18 months 18 months 18 months 18 months 18 months 18 months 18 months 18 months 18 months 18 months 18 months 18 months 18 months 18 months 18 months 18 months 18 months 18 months 18 months 18 months 18 months 18 months 18 months 18 months 18 months 18 months 18 months 18 months 18 months 18 months 18 months 18 months 18 months 18 months 18 months 18 months 18 months 18 months 18 months 18 months 18 months 18 months 18 months 18 months 18 months 18 months 18 months 18 months 18 months 18 months 18 months 18 months 18 months 18 months 18 months 18 months 18 months 18 months 18 months 18 months 18 months 18 months 18 months 18 months 18 months 18 months 18 months 18 months 18 months 18 months 18 months 18 months 18 months 18 months 18 months 18 months 18 months 18 months 18 months 18 months 18 months 18 months 18 months 18 months 18 months 18 months 18 months 18 months 18 months 18 months 18 months 18 months 18 months 18 months 18 months 18 months 18 months 18 months 18 months 18 months 18 months 18 months 18 months 18 months 18 months 18 months 18 months 18 months 18 months 18 months 18 months 18 months 18 months 18 months 18 months 18 months 18 months 18 months 18 months 18 months 18 months 18 months 18 months 18 months 18 months 18 months 18 months 18 months 18 months 18 months 18 months 18 months 18 months 18 months 18 months 18 months 18 months 18 months 18 months 18 months 18 months 18 months 18 months 18 months 18 months 18 months 18 months 18 months 18 months 18 months 18 months 18 months 18 months 18 months 18 months 18 months 18 months 18 months 18 months 18 months 18 months 18 months 18 months 18 months 18 months 18 months 18 months 18 months 18 months 18 months 18 months 18 months 18 months 18 months 18 months 18 months 18 months 18 months 18 months 18 months 18 months 18 months 18 months 18 months 18 months 18 months 18 months 18 months 18 months 18 months 18 months 18 months 18 months 18 months 18 months 18 months 18 months 18 months 18 months 18 months 18 months 18 months 18 months 18 months 18 months 18 months 18 months 18 months 18 months 18 months 18 months 18 months 18 months 18 months 18 months 18 months 18 months 18 months 18 months 18 months 18 months 18 months 18 months 18 months 18 months 18 months 18 months 18 months 18 months 18 months 18 months 18 months 18 months 18 months 18 months 18 months 18 months 18 months 18 months 18 months 18 months 18 months 18 months 18 months 18 months 18 months 18 months 18 months 18 months 18 months 18 months 18 months 18 months 18 months 18 months 18 months 18 months 18 months 18 months 18 months 18 months 18 months 18 months 18 months 18 months 18 months 18 months 18 months 18 months 18 months 18 months 18 months 18 months 18 months 18 months 18 months 18 months 18 months 18 months 18 months 18 months 18 months 18 months 18 months 18 months 18 months 18 months 18 months 18 months 18 months 18 months 18 months 18 months 18 months 18 months 18 months 18 months 18 months 18 months 18 months 18 months 18 months 18 months 18 months 18 months 18 months 18 months 18 months 18 months 18 months 18 months 18 months 18 months 18 months 18 months 18 months 18 months 18 months 18 months 18 months 18 months 18 months 18 months 18 months 18 months 18 months 18 months 18 months 18 months 18 months 18 months 18 months 18 months 18 months 18 months 18 months 18 months 18 months 18 months 18 months 18 months 18 months 18 months 18 months 18 months 18 months 18 months 18 months 18 months 18 months 18 months 18 months 18 months 18 months 18 months 18 months 18 months 18 months 18 months 18 months 18 months 18 months 18 months 18 months 18 months 18 months 18 months 18 months 18 months 18 months 18 months 18 months 18 months 18 months 18 months 18 months 18 months 18 months 18 months 18 months 18 months 18 months 18 months 18 months 18 months 18 months 18 months 18 months 18 months 18 months 18 months 18 months 18 months 18 months 18 months 18 months 18 months 18 months 18 months 18 months 18 months 18 months 18 months 18 months 18 months 18 months 18 months 18 months 18 months 18 months 18 months 18 months 18 months 18 months 18 months 18 months 18 months 18 months 18 months 18 months 18 months 18 months 18 months 18 months 18 months 18 months 18 months 18 months 18 months 18 months 18 months 18 months 18 months 18 months 18 months 18 months 18 months 18 months 18 months 18 months 18 months 18 months 18 months 18 months 18 months 18 months 18 months 18 months 18 months 18 months 18 months 18 months 18 months 18 months 18 months 18 months 18 months 18 months 18 months 18 months 18 months 18 months 18 months 18 months 18 months 18 months 18 months 18 months 18 months 18 months 18 months 18 months 18 months 18 months 18 months 18 months
Environment | IP degree of protection | IP20 (terminals) conforming to IEC 60529 IP30 (casing) conforming to IEC 60529 IP20 (terminals) conforming to IEC 60529 IP30 (casing) conforming to IEC 60529 IP20 (terminals) conforming to IEC 60529 IP30 (casing) conforming to IEC 60529 IP20 (terminals) conforming to IEC 60529 IP30 (casing) conforming to IEC 60529 IP20 (terminals) conforming to IEC 60529 IP30 (casing) conforming to IEC 60529 IP20 (terminals) conforming to IEC 60529 IP30 (casing) conforming to IEC 60529 IP20 (terminals) conforming to IEC 60529 IP30 (casing) conforming to IEC 60529 IP20 (terminals) conforming to IEC 60529 IP30 (casing) conforming to IEC 60529 IP20 (terminals) conforming to IEC 60529 IP30 (casing) conforming to IEC 60529 IP20 (terminals) conforming to IEC 60529 IP30 (casing) conforming to IEC 60529 IP20 (terminals) conforming to IEC 60529 IP30 (casing) conforming to IEC 60529 IP20 (terminals) conforming to IEC 60529 IP30 (casing) conforming to IEC 60529 IP20 (terminals) conforming to IEC 60529 IP30 (casing) conforming to IEC 60529 IP20 (terminals) conforming to IEC 60529 IP30 (casing) conforming to IEC 60529 IP20 (terminals) conforming to IEC 60529 IP30 (casing) conforming to IEC 60529 IP20 (terminals) conforming to IEC 60529 IP30 (casing) conforming to IEC 60529 IP20 (terminals) conforming to IEC 60529 IP30 (casing) conforming to IEC 60529 IP20 (terminals) conforming to IEC 60529 IP30 (casing) conforming to IEC 60529 IP20 (terminals) conforming to IEC 60529 IP30 (casing) conforming to IEC 60529 IP20 (terminals) conforming to IEC 60529 IP30 (casing) conforming to IEC 60529 IP20 (terminals) conforming to IEC 60529 IP30 (casing) conforming to IEC 60529 IP20 (terminals) conforming to IEC 60529 IP30 (casing) conforming to IEC 60529 IP20 (terminals) conforming to IEC 60529 IP30 (casing) conforming to IEC 60529 IP20 (terminals) conforming to IEC 60529 IP30 (casing) conforming to IEC 60529 IP20 (terminals) conforming to IEC 60529 IP30 (casing) conforming to IEC 60529 IP20 (terminals) conforming to IEC 60529 IP30 (casing) conforming to IEC 60529 IP20 (terminals) conforming to IEC 60529 IP30 (casing) conforming to IEC 60529 IP20 (terminals) conforming to IEC 60529 IP30 (casing) conforming to IEC 60529 IP20 (terminals) conforming to IEC 60529 IP30 (casing) conforming to IEC 60529 IP20 (terminals) conforming to IEC 60529 IP30 (casing) conforming to IEC 60529 IP20 (terminals) conforming to IEC 60529 IP30 (casing) conforming to IEC 60529 IP20 (terminals) conforming to IEC 60529 IP30 (casing) conforming to IEC 60529 IP20 (terminals) conforming to IEC 60529 IP40 (housing) conforming to IEC 60529 IP50 (front panel) conforming to IEC 60529 IP20 (terminals) conforming to IEC 60529 IP40 (housing) conforming to IEC 60529 IP50 (front panel) conforming to IEC 60529 IP20 (terminals) conforming to IEC 60529 IP40 (housing) conforming to IEC 60529 IP50 (front panel) conforming to IEC 60529 IP20 (terminals) conforming to IEC 60529 IP40 (housing) conforming to IEC 60529 IP50 (front panel) conforming to IEC 60529 IP20 (terminals) conforming to IEC 60529 IP40 (housing) conforming to IEC 60529 IP50 (front panel) conforming to IEC 60529 IP20 (terminals) conforming to IEC 60529 IP40 (housing) conforming to IEC 60529 IP50 (front panel) conforming to IEC 60529 IP20 (terminals) conforming to IEC 60529 IP40 (housing) conforming to IEC 60529 IP50 (front panel) conforming to IEC 60529 IP20 (terminals) conforming to IEC 60529 IP40 (housing) conforming to IEC 60529 IP50 (front panel) conforming to IEC 60529 IP20 (terminals) conforming to IEC 60529 IP40 (housing) conforming to IEC 60529 IP50 (front panel) conforming to IEC 60529 IP20 (terminals) conforming to IEC 60529 IP40 (housing) conforming to IEC 60529 IP50 (front panel) conforming to IEC 60529 IP20 (terminals) conforming to IEC 60529 IP40 (housing) conforming to IEC 60529 IP50 (front panel) conforming to IEC 60529 IP20 (terminals) conforming to IEC 60529 IP40 (housing) conforming to IEC 60529 IP50 (front panel) conforming to IEC 60529 IP20 (terminals) conforming to IEC 60529 IP40 (housing) conforming to IEC 60529 IP50 (front panel) conforming to IEC 60529 IP20 (terminals) conforming to IEC 60529 IP40 (housing) conforming to IEC 60529 IP50 (front panel) conforming to IEC 60529 IP20 (terminals) conforming to IEC 60529 IP40 (housing) conforming to IEC 60529 IP50 (front panel) conforming to IEC 60529 IP20 (terminals) conforming to IEC 60529 IP40 (housing) conforming to IEC 60529 IP50 (front panel) conforming to IEC 60529 IP20 (terminals) conforming to IEC 60529 IP40 (housing) conforming to IEC 60529 IP50 (front panel) conforming to IEC 60529 IP20 (terminals) conforming to IEC 60529 IP40 (housing) conforming to IEC 60529 IP50 (front panel) conforming to IEC 60529 IP20 (terminals) conforming to IEC 60529 IP40 (housing) conforming to IEC 60529 IP50 (front panel) conforming to IEC 60529 IP20 (terminals) conforming to IEC 60529 IP40 (housing) conforming to IEC 60529 IP50 (front panel) conforming to IEC 60529 IP20 (terminals) conforming to IEC 60529 IP50 (front panel) conforming to IEC 60529 IP30 (housing) conforming to IEC 60529 IP20 (terminals) conforming to IEC 60529 IP50 (front panel) conforming to IEC 60529 IP30 (housing) conforming to IEC 60529 IP20 (terminals) conforming to IEC 60529 IP40 (housing) conforming to IEC 60529 IP40 (front panel) conforming to IEC 60529 IP20 (terminal block) conforming to IEC 60529 IP40 (housing) conforming to IEC 60529 IP50 (front panel) conforming to IEC 60529 IP20 (terminal block) conforming to IEC 60529 IP40 (housing) conforming to IEC 60529 IP50 (front panel) conforming to IEC 60529 IP20 (terminal block) conforming to IEC 60529 IP40 (housing) conforming to IEC 60529 IP50 (front panel) conforming to IEC 60529 IP20 (terminal block) conforming to IEC 60529 IP40 (housing) conforming to IEC 60529 IP50 (front panel) conforming to IEC 60529 IP20 (terminal block) conforming to IEC 60529 IP40 (housing) conforming to IEC 60529 IP50 (front panel) conforming to IEC 60529 IP20 (terminal block) conforming to IEC 60529 IP40 (housing) conforming to IEC 60529 IP50 (front panel) conforming to IEC 60529 IP20 (terminal block) conforming to IEC 60529 IP40 (housing) conforming to IEC 60529 IP50 (front panel) conforming to IEC 60529 IP20 (terminal block) conforming to IEC 60529 IP40 (housing) conforming to IEC 60529 IP50 (front panel) conforming to IEC 60529 IP20 (terminal block) conforming to IEC 60529 IP40 (housing) conforming to IEC 60529 IP50 (front panel) conforming to IEC 60529 IP20 (terminal block) conforming to IEC 60529 IP40 (housing) conforming to IEC 60529 IP50 (front panel) conforming to IEC 60529 IP20 (terminal block) conforming to IEC 60529 IP40 (housing) conforming to IEC 60529 IP50 (front panel) conforming to IEC 60529 IP20 (terminal block) conforming to IEC 60529 IP40 (housing) conforming to IEC 60529 IP50 (front panel) conforming to IEC 60529 IP20 (terminal block) conforming to IEC 60529 IP40 (housing) conforming to IEC 60529 IP50 (front panel) conforming to IEC 60529 IP20 (terminal block) conforming to IEC 60529 IP40 (housing) conforming to IEC 60529 IP50 (front panel) conforming to IEC 60529 IP20 (terminal block) conforming to IEC 60529 IP40 (housing) conforming to IEC 60529 IP50 (front panel) conforming to IEC 60529 IP20 (terminal block) conforming to IEC 60529 IP40 (housing) conforming to IEC 60529 IP50 (front panel) conforming to IEC 60529 IP20 (terminal block) conforming to IEC 60529 IP40 (housing) conforming to IEC 60529 IP50 (front panel) conforming to IEC 60529 IP40 housing: conforming to IEC 60529 IP20 terminal block: conforming to IEC 60529 IP40 front face: conforming to IEC 60529 IP40 housing: conforming to IEC 60529 IP20 terminal block: conforming to IEC 60529 IP40 front face: conforming to IEC 60529 IP40 housing: conforming to IEC 60529 IP20 terminal block: conforming to IEC 60529 IP40 front face: conforming to IEC 60529 IP40 housing: conforming to IEC 60529 IP20 terminal block: conforming to IEC 60529 IP40 front face: conforming to IEC 60529 IP40 housing: conforming to IEC 60529 IP20 terminal block: conforming to IEC 60529 IP40 front face: conforming to IEC 60529 IP40 housing: conforming to IEC 60529 IP20 terminal block: conforming to IEC 60529 IP40 front face: conforming to IEC 60529 IP40 housing: conforming to IEC 60529 IP50 front face: conforming to IEC 60529 IP20 terminal block: conforming to IEC 60529 IP40 housing: conforming to IEC 60529 IP50 front face: conforming to IEC 60529 IP20 terminals: conforming to IEC 60529 IP40 housing: conforming to IEC 60529 IP50 front face: conforming to IEC 60529 IP20 terminals: conforming to IEC 60529 IP40 housing: conforming to IEC 60529 IP50 front face: conforming to IEC 60529 IP20 terminals: conforming to IEC 60529 IP40 housing: conforming to IEC 60529 IP50 front face: conforming to IEC 60529 IP20 terminals: conforming to IEC 60529 IP40 housing: conforming to IEC 60529 IP50 front face: conforming to IEC 60529 IP20 terminals: conforming to IEC 60529 IP40 housing: conforming to IEC 60529 IP50 front face: conforming to IEC 60529 IP20 terminals: conforming to IEC 60529 IP40 housing: conforming to IEC 60529 IP50 front face: conforming to IEC 60529 IP20 terminals: conforming to IEC 60529 IP40 housing: conforming to IEC 60529 IP50 front face: conforming to IEC 60529 IP20 terminals: conforming to IEC 60529 IP40 housing: conforming to IEC 60529 IP50 front face: conforming to IEC 60529 IP20 terminals: conforming to IEC 60529 IP40 housing: conforming to IEC 60529 IP50 front face: conforming to IEC 60529 IP20 terminals: conforming to IEC 60529 IP40 housing: conforming to IEC 60529 IP50 front face: conforming to IEC 60529 IP20 terminals: conforming to IEC 60529 IP40 housing: conforming to IEC 60529 IP50 front face: conforming to IEC 60529 IP20 terminals: conforming to IEC 60529 IP40 housing: conforming to IEC 60529 IP50 front face: conforming to IEC 60529 IP20 terminals: conforming to IEC 60529 IP40 housing: conforming to IEC 60529 IP50 front face: conforming to IEC 60529 IP20 terminals: conforming to IEC 60529 IP40 housing: conforming to IEC 60529 IP20 terminals: conforming to IEC 60529 IP50 front panel: conforming to IEC 60529 IP40 housing: conforming to IEC 60529 IP20 terminals: conforming to IEC 60529 IP50 front panel: conforming to IEC 60529 IP40 housing: conforming to IEC 60529 IP20 terminals: conforming to IEC 60529 IP50 front panel: conforming to IEC 60529 IP40 housing: conforming to IEC 60529 IP20 terminals: conforming to IEC 60529 IP50 front panel: conforming to IEC 60529 IP40 housing: conforming to IEC 60529 IP20 terminals: conforming to IEC 60529 IP50 front panel: conforming to IEC 60529 IP40 housing: conforming to IEC 60529 IP20 terminals: conforming to IEC 60529 IP50 front panel: conforming to IEC 60529 IP40 housing: conforming to IEC 60529 IP20 terminals: conforming to IEC 60529 IP50 front panel: conforming to IEC 60529 IP40 housing: conforming to IEC 60529 IP20 terminals: conforming to IEC 60529 IP50 front panel: conforming to IEC 60529 IP40 housing: conforming to IEC 60529 IP20 terminals: conforming to IEC 60529 IP50 front panel: conforming to IEC 60529 IP40 housing: conforming to IEC 60529 IP20 terminals: conforming to IEC 60529 IP50 front panel: conforming to IEC 60529 IP40 housing: conforming to IEC 60529 IP20 terminals: conforming to IEC 60529 IP50 front panel: conforming to IEC 60529 IP40 housing: conforming to IEC 60529 IP40 front face: conforming to IEC 60529 IP20 terminals: conforming to IEC 60529 IP40 (housing) conforming to IEC 60529 IP50 (front face) conforming to IEC 60529 IP40 (housing) conforming to IEC 60529 IP50 (front face) conforming to IEC 60529 IP40 (housing) conforming to IEC 60529 IP50 (front face) conforming to IEC 60529 IP40 (housing) conforming to IEC 60529 IP50 (front face) conforming to IEC 60529 IP50 conforming to IEC 60529 IP50 conforming to IEC 60529 IP50 conforming to IEC 60529 IP50 conforming to IEC 60529 IP50 conforming to IEC 60529 IP50 conforming to IEC 60529 IP50 conforming to IEC 60529 IP50 conforming to IEC 60529 IP50 conforming to IEC 60529 IP50 conforming to IEC 60529 IP20 (terminal block) IP50 (housing) IP20 (terminal block) IP50 (housing) IP20 (terminal block) IP50 (housing) IP20 (terminal block) IP50 (housing) IP20 (terminal block) IP50 (housing) IP20 (terminal block) IP50 (housing) IP20 (terminal block) IP50 (housing) IP20 (terminal block) IP50 (housing) IP20 (terminal block) IP50 (housing) IP20 (terminal block) IP50 (housing) IP20 (terminal block) IP50 (housing) IP20 (terminal block) IP50 (housing) IP20 (terminal block) IP50 (housing) IP20 (terminal block) IP50 (housing) IP20 (terminal block) IP50 (housing) IP20 (terminal block) IP50 (housing) IP20 (terminal block) IP50 (housing) IP20 (terminal block) IP50 (housing) IP23 (sideways) IP23 (inverted) IP23 (upright) IP23 (sideways) IP23 (inverted) IP23 (upright) IP23 (sideways) IP23 (inverted) IP23 (upright) IP65 (upright) IP23 (sideways) IP23 (inverted) IP65 (upright) IP23 (sideways) IP23 (inverted) IP65 (upright) IP23 (sideways) IP23 (inverted) IP65 (upright) IP23 (sideways) IP23 (inverted) IP40 conforming to IEC 60529 IP40 conforming to IEC 60529 IP40 conforming to IEC 60529 IP40 conforming to IEC 60529 IP40 conforming to IEC 60529 IP40 conforming to IEC 60529 IP40 conforming to IEC 60529 IP40 conforming to IEC 60529 IP40 conforming to IEC 60529 IP40 conforming to IEC 60529 IP40 conforming to IEC 60529 IP40 conforming to IEC 60529 IP40 conforming to IEC 60529 IP40 conforming to IEC 60529 IP40 conforming to IEC 60529 IP40 conforming to IEC 60529 IP40 conforming to IEC 60529 IP40 conforming to IEC 60529 IP40 conforming to IEC 60529 IP40 conforming to IEC 60529 IP40 conforming to IEC 60529 IP40 conforming to IEC 60529 IP40 conforming to IEC 60529 IP40 conforming to IEC 60529 Panel mounted: IP65 conforming to EN/IEC 60529 Wall mounted: IP20 Panel mounted: IP65 conforming to EN/IEC 60529 Wall mounted: IP20 Panel mounted: IP65 conforming to EN/IEC 60529 Wall mounted: IP20 Panel mounted: IP65 conforming to EN/IEC 60529 Wall mounted: IP20 Panel mounted: IP65 conforming to EN/IEC 60529 Wall mounted: IP20 Panel mounted: IP65 conforming to EN/IEC 60529 Wall mounted: IP20 Panel mounted: IP65 conforming to EN/IEC 60529 Wall mounted: IP20 Panel mounted: IP65 conforming to EN/IEC 60529 Wall mounted: IP20 IP53 IP53 IP53 IP53 conforming to EN/IEC 60529 IP53 conforming to EN/IEC 60529 IP53 conforming to EN/IEC 60529 Panel mounted: IP54 conforming to EN/IEC 60529 Panel mounted: IP54 conforming to EN/IEC 60529 Panel mounted: IP54 conforming to EN/IEC 60529 Panel mounted: IP54 conforming to EN/IEC 60529 Panel mounted: IP54 conforming to EN/IEC 60529 Panel mounted: IP54 conforming to EN/IEC 60529 Panel mounted: IP54 conforming to EN/IEC 60529 Panel mounted: IP54 conforming to EN/IEC 60529 IP40 any position except vertical position conforming to IEC 60529 IP42 vertical position conforming to IEC 60529 IP40 any position except vertical position conforming to IEC 60529 IP42 vertical position conforming to IEC 60529 IP40 any position except vertical position conforming to IEC 60529 IP42 vertical position conforming to IEC 60529 IP40 any position except vertical position conforming to IEC 60529 IP42 vertical position conforming to IEC 60529 IP65 on fixing base XVBZ0. conforming to IEC 60529 IP66 on base unit conforming to IEC 60529 IP65 on fixing base XVBZ0. conforming to IEC 60529 IP66 on base unit conforming to IEC 60529 IP65 conforming to IEC 60529 IP65 conforming to NF C 20-010 IP65 conforming to IEC 60529 IP65 conforming to NF C 20-010 IP40 conforming to IEC 60529 IP40 conforming to IEC 60529 IP40 conforming to IEC 60529 IP40 conforming to IEC 60529 IP40 conforming to IEC 60529 IP40 conforming to IEC 60529 IP40 conforming to IEC 60529 IP40 conforming to IEC 60529 IP40 conforming to IEC 60529 IP40 conforming to IEC 60529 IP40 conforming to IEC 60529 IP40 conforming to IEC 60529 IP40 conforming to IEC 60529 IP40 conforming to IEC 60529 IP40 conforming to IEC 60529 IP40 conforming to IEC 60529 IP40 conforming to IEC 60529 IP40 conforming to IEC 60529 IP40 conforming to IEC 60529 IP40 conforming to IEC 60529 IP40 conforming to IEC 60529 IP40 conforming to IEC 60529 IP40 conforming to IEC 60529 IP40 conforming to IEC 60529 IP40 conforming to IEC 60529 IP40 conforming to IEC 60529 IP40 conforming to IEC 60529 IP40 conforming to IEC 60529 IP40 conforming to IEC 60529 IP40 conforming to IEC 60529 IP40 conforming to IEC 60529 IP40 conforming to IEC 60529 IP40 conforming to IEC 60529 IP40 conforming to IEC 60529 IP40 conforming to IEC 60529 IP40 conforming to IEC 60529 IP40 conforming to IEC 60529 IP40 conforming to IEC 60529 IP40 conforming to IEC 60529 IP40 conforming to IEC 60529 IP40 conforming to IEC 60529 IP40 conforming to IEC 60529 IP40 conforming to IEC 60529 IP40 conforming to IEC 60529 IP40 conforming to IEC 60529 IP40 conforming to IEC 60529 IP40 conforming to IEC 60529 IP40 conforming to IEC 60529 IP40 conforming to IEC 60529 IP40 conforming to IEC 60529 IP40 conforming to IEC 60529 IP40 conforming to IEC 60529 IP40 conforming to IEC 60529 IP40 conforming to IEC 60529 IP40 conforming to IEC 60529 IP40 conforming to IEC 60529 IP40 conforming to IEC 60529 IP40 conforming to IEC 60529 IP40 conforming to IEC 60529 IP40 conforming to IEC 60529 IP40 conforming to IEC 60529 IP40 conforming to IEC 60529 IP40 conforming to IEC 60529 IP40 conforming to IEC 60529 IP40 conforming to IEC 60529 IP40 conforming to IEC 60529 IP40 conforming to IEC 60529 IP40 conforming to IEC 60529 IP40 conforming to IEC 60529 IP40 conforming to IEC 60529 IP40 conforming to IEC 60529 IP40 conforming to IEC 60529 IP42 vertical position conforming to IEC 60529 IP42 vertical position conforming to IEC 60529 IP42 vertical position conforming to IEC 60529 IP42 vertical position conforming to IEC 60529 IP42 vertical position conforming to IEC 60529 IP42 vertical position conforming to IEC 60529 IP42 vertical position conforming to IEC 60529 IP42 vertical position conforming to IEC 60529 IP42 vertical position conforming to IEC 60529 IP42 vertical position conforming to IEC 60529 IP42 vertical position conforming to IEC 60529 IP42 vertical position conforming to IEC 60529 IP42 vertical position conforming to IEC 60529 IP42 vertical position conforming to IEC 60529 IP42 vertical position conforming to IEC 60529 IP42 vertical position conforming to IEC 60529 IP42 vertical position conforming to IEC 60529 IP42 vertical position conforming to IEC 60529 IP42 vertical position conforming to IEC 60529 IP54 vertical position conforming to IEC 60529 IP42 vertical position conforming to IEC 60529 IP42 vertical position conforming to IEC 60529 IP42 vertical position conforming to IEC 60529 IP42 vertical position conforming to IEC 60529 IP42 vertical position conforming to IEC 60529 IP42 vertical position conforming to IEC 60529 IP42 vertical position conforming to IEC 60529 IP42 vertical position conforming to IEC 60529 IP40 any position except vertical position conforming to IEC 60529 IP42 vertical position conforming to IEC 60529 IP40 any position except vertical position conforming to IEC 60529 IP42 vertical position conforming to IEC 60529 IP40 any position except vertical position conforming to IEC 60529 IP42 vertical position conforming to IEC 60529 IP40 any position except vertical position conforming to IEC 60529 IP42 vertical position conforming to IEC 60529 IP40 any position except vertical position conforming to IEC 60529 IP42 vertical position conforming to IEC 60529 IP40 any position except vertical position conforming to IEC 60529 IP42 vertical position conforming to IEC 60529 IP40 any position except vertical position conforming to IEC 60529 IP42 vertical position conforming to IEC 60529 IP40 any position except vertical position conforming to IEC 60529 IP42 vertical position conforming to IEC 60529 IP40 any position except vertical position conforming to IEC 60529 IP42 vertical position conforming to IEC 60529 IP40 any position except vertical position conforming to IEC 60529 IP42 vertical position conforming to IEC 60529 IP40 any position except vertical position conforming to IEC 60529 IP42 vertical position conforming to IEC 60529 IP40 any position except vertical position conforming to IEC 60529 IP42 vertical position conforming to IEC 60529 IP40 any position except vertical position conforming to IEC 60529 IP42 vertical position conforming to IEC 60529 IP40 any position except vertical position conforming to IEC 60529 IP42 vertical position conforming to IEC 60529 IP40 any position except vertical position conforming to IEC 60529 IP42 vertical position conforming to IEC 60529 IP40 any position except vertical position conforming to IEC 60529 IP42 vertical position conforming to IEC 60529 IP40 any position except vertical position conforming to IEC 60529 IP42 vertical position conforming to IEC 60529 IP40 any position except vertical position conforming to IEC 60529 IP42 vertical position conforming to IEC 60529 IP40 any position except vertical position conforming to IEC 60529 IP42 vertical position conforming to IEC 60529 IP40 any position except vertical position conforming to IEC 60529 IP42 vertical position conforming to IEC 60529 IP40 any position except vertical position conforming to IEC 60529 IP42 vertical position conforming to IEC 60529 IP40 any position except vertical position conforming to IEC 60529 IP42 vertical position conforming to IEC 60529 IP40 any position except vertical position conforming to IEC 60529 IP42 vertical position conforming to IEC 60529 IP40 any position except vertical position conforming to IEC 60529 IP42 vertical position conforming to IEC 60529 IP40 any position except vertical position conforming to IEC 60529 IP42 vertical position conforming to IEC 60529 IP40 any position except vertical position conforming to IEC 60529 IP42 vertical position conforming to IEC 60529 IP40 any position except vertical position conforming to IEC 60529 IP42 vertical position conforming to IEC 60529 IP40 any position except vertical position conforming to IEC 60529 IP42 vertical position conforming to IEC 60529 IP40 any position except vertical position conforming to IEC 60529 IP42 vertical position conforming to IEC 60529 IP40 any position except vertical position conforming to IEC 60529 IP42 vertical position conforming to IEC 60529 IP40 any position except vertical position conforming to IEC 60529 IP42 vertical position conforming to IEC 60529 IP40 any position except vertical position conforming to IEC 60529 IP42 vertical position conforming to IEC 60529 IP40 any position except vertical position conforming to IEC 60529 IP42 vertical position conforming to IEC 60529 IP40 any position except vertical position conforming to IEC 60529 IP42 vertical position conforming to IEC 60529 IP40 any position except vertical position conforming to IEC 60529 IP42 vertical position conforming to IEC 60529 IP65 on fixing base XVBZ0. conforming to IEC 60529 IP66 on base unit conforming to IEC 60529 IP65 on fixing base XVBZ0. conforming to IEC 60529 IP66 on base unit conforming to IEC 60529 IP65 on fixing base XVBZ0. conforming to IEC 60529 IP66 on base unit conforming to IEC 60529 IP65 on fixing base XVBZ0. conforming to IEC 60529 IP66 on base unit conforming to IEC 60529 IP65 on fixing base XVBZ0. conforming to IEC 60529 IP66 on base unit conforming to IEC 60529 IP65 on fixing base XVBZ0. conforming to IEC 60529 IP66 on base unit conforming to IEC 60529 IP65 on fixing base XVBZ0. conforming to IEC 60529 IP66 on base unit conforming to IEC 60529 IP65 on fixing base XVBZ0. conforming to IEC 60529 IP66 on base unit conforming to IEC 60529 IP65 on fixing base XVBZ0. conforming to IEC 60529 IP66 on base unit conforming to IEC 60529 IP65 on fixing base XVBZ0. conforming to IEC 60529 IP66 on base unit conforming to IEC 60529 IP65 on fixing base XVBZ0. conforming to IEC 60529 IP66 on base unit conforming to IEC 60529 IP65 on fixing base XVBZ0. conforming to IEC 60529 IP66 on base unit conforming to IEC 60529 IP65 on fixing base XVBZ0. conforming to IEC 60529 IP66 on base unit conforming to IEC 60529 IP65 on fixing base XVBZ0. conforming to IEC 60529 IP66 on base unit conforming to IEC 60529 IP65 on fixing base XVBZ0. conforming to IEC 60529 IP66 on base unit conforming to IEC 60529 IP65 on fixing base XVBZ0. conforming to IEC 60529 IP66 on base unit conforming to IEC 60529 IP65 on fixing base XVBZ0. conforming to IEC 60529 IP66 on base unit conforming to IEC 60529 IP65 on fixing base XVBZ0. conforming to IEC 60529 IP66 on base unit conforming to IEC 60529 IP65 on fixing base XVBZ0. conforming to IEC 60529 IP66 on base unit conforming to IEC 60529 IP65 on fixing base XVBZ0. conforming to IEC 60529 IP66 on base unit conforming to IEC 60529 IP65 on fixing base XVBZ0. conforming to IEC 60529 IP66 on base unit conforming to IEC 60529 IP65 on fixing base XVBZ0. conforming to IEC 60529 IP66 on base unit conforming to IEC 60529 IP65 on fixing base XVBZ0. conforming to IEC 60529 IP66 on base unit conforming to IEC 60529 IP65 on fixing base XVBZ0. conforming to IEC 60529 IP66 on base unit conforming to IEC 60529 IP65 on fixing base XVBZ0. conforming to IEC 60529 IP66 on base unit conforming to IEC 60529 IP65 on fixing base XVBZ0. conforming to IEC 60529 IP66 on base unit conforming to IEC 60529 IP65 on fixing base XVBZ0. conforming to IEC 60529 IP66 on base unit conforming to IEC 60529 IP65 on fixing base XVBZ0. conforming to IEC 60529 IP66 on base unit conforming to IEC 60529 IP65 on fixing base XVBZ0. conforming to IEC 60529 IP66 on base unit conforming to IEC 60529 IP65 on fixing base XVBZ0. conforming to IEC 60529 IP66 on base unit conforming to IEC 60529 IP65 on fixing base XVBZ0. conforming to IEC 60529 IP66 on base unit conforming to IEC 60529 IP65 on fixing base XVBZ0. conforming to IEC 60529 IP66 on base unit conforming to IEC 60529 IP65 on fixing base XVBZ0. conforming to IEC 60529 IP66 on base unit conforming to IEC 60529 IP65 on fixing base XVBZ0. conforming to IEC 60529 IP66 on base unit conforming to IEC 60529 IP65 on fixing base XVBZ0. conforming to IEC 60529 IP66 on base unit conforming to IEC 60529 IP65 on fixing base XVBZ0. conforming to IEC 60529 IP66 on base unit conforming to IEC 60529 IP65 on fixing base XVBZ0. conforming to IEC 60529 IP66 on base unit conforming to IEC 60529 IP65 on fixing base XVBZ0. conforming to IEC 60529 IP66 on base unit conforming to IEC 60529 IP65 on fixing base XVBZ0. conforming to IEC 60529 IP66 on base unit conforming to IEC 60529 IP65 on fixing base XVBZ0. conforming to IEC 60529 IP66 on base unit conforming to IEC 60529 IP65 on fixing base XVBZ0. conforming to IEC 60529 IP66 on base unit conforming to IEC 60529 IP65 on fixing base XVBZ0. conforming to IEC 60529 IP66 on base unit conforming to IEC 60529 IP65 on fixing base XVBZ0. conforming to IEC 60529 IP66 on base unit conforming to IEC 60529 IP65 on fixing base XVBZ0. conforming to IEC 60529 IP66 on base unit conforming to IEC 60529 IP65 on fixing base XVBZ0. conforming to IEC 60529 IP66 on base unit conforming to IEC 60529 IP65 on fixing base XVBZ0. conforming to IEC 60529 IP66 on base unit conforming to IEC 60529 IP65 on fixing base XVBZ0. conforming to IEC 60529 IP66 on base unit conforming to IEC 60529 IP65 on fixing base XVBZ0. conforming to IEC 60529 IP66 on base unit conforming to IEC 60529 IP65 on fixing base XVBZ0. conforming to IEC 60529 IP66 on base unit conforming to IEC 60529 IP65 on fixing base XVBZ0. conforming to IEC 60529 IP66 on base unit conforming to IEC 60529 IP65 on fixing base XVBZ0. conforming to IEC 60529 IP66 on base unit conforming to IEC 60529 IP65 on fixing base XVBZ0. conforming to IEC 60529 IP66 on base unit conforming to IEC 60529 IP65 on fixing base XVBZ0. conforming to IEC 60529 IP66 on base unit conforming to IEC 60529 IP65 on fixing base XVBZ0. conforming to IEC 60529 IP66 on base unit conforming to IEC 60529 IP65 on fixing base XVBZ0. conforming to IEC 60529 IP66 on base unit conforming to IEC 60529 IP65 on fixing base XVBZ0. conforming to IEC 60529 IP66 on base unit conforming to IEC 60529 IP65 on fixing base XVBZ0. conforming to IEC 60529 IP66 on base unit conforming to IEC 60529 IP65 on fixing base XVBZ0. conforming to IEC 60529 IP66 on base unit conforming to IEC 60529 IP65 on fixing base XVBZ0. conforming to IEC 60529 IP66 on base unit conforming to IEC 60529 IP65 on fixing base XVBZ0. conforming to IEC 60529 IP66 on base unit conforming to IEC 60529 IP65 on fixing base XVBZ0. conforming to IEC 60529 IP66 on base unit conforming to IEC 60529 IP65 on fixing base XVBZ0. conforming to IEC 60529 IP66 on base unit conforming to IEC 60529 IP65 on fixing base XVBZ0. conforming to IEC 60529 IP66 on base unit conforming to IEC 60529 IP65 on fixing base XVBZ0. conforming to IEC 60529 IP66 on base unit conforming to IEC 60529 IP65 on fixing base XVBZ0. conforming to IEC 60529 IP66 on base unit conforming to IEC 60529 IP65 on fixing base XVBZ0. conforming to IEC 60529 IP66 on base unit conforming to IEC 60529 IP65 on fixing base XVBZ0. conforming to IEC 60529 IP66 on base unit conforming to IEC 60529 IP65 on fixing base XVBZ0. conforming to IEC 60529 IP66 on base unit conforming to IEC 60529 IP65 on fixing base XVBZ0. conforming to IEC 60529 IP66 on base unit conforming to IEC 60529 IP65 on fixing base XVBZ0. conforming to IEC 60529 IP66 on base unit conforming to IEC 60529 IP65 on fixing base XVBZ0. conforming to IEC 60529 IP66 on base unit conforming to IEC 60529 IP65 on fixing base XVBZ0. conforming to IEC 60529 IP66 on base unit conforming to IEC 60529 IP65 on fixing base XVBZ0. conforming to IEC 60529 IP66 on base unit conforming to IEC 60529 IP65 on fixing base XVBZ0. conforming to IEC 60529 IP66 on base unit conforming to IEC 60529 IP65 on fixing base XVBZ0. conforming to IEC 60529 IP66 on base unit conforming to IEC 60529 IP65 on fixing base XVBZ0. conforming to IEC 60529 IP66 on base unit conforming to IEC 60529 IP65 on fixing base XVBZ0. conforming to IEC 60529 IP66 on base unit conforming to IEC 60529 IP65 on fixing base XVBZ0. conforming to IEC 60529 IP66 on base unit conforming to IEC 60529 IP65 on fixing base XVBZ0. conforming to IEC 60529 IP66 on base unit conforming to IEC 60529 IP65 on fixing base XVBZ0. conforming to IEC 60529 IP66 on base unit conforming to IEC 60529 IP65 on fixing base XVBZ0. conforming to IEC 60529 IP66 on base unit conforming to IEC 60529 IP65 on fixing base XVBZ0. conforming to IEC 60529 IP66 on base unit conforming to IEC 60529 IP65 on fixing base XVBZ0. conforming to IEC 60529 IP66 on base unit conforming to IEC 60529 IP65 on fixing base XVBZ0. conforming to IEC 60529 IP66 on base unit conforming to IEC 60529 IP65 on fixing base XVBZ0. conforming to IEC 60529 IP66 on base unit conforming to IEC 60529 IP65 on fixing base XVBZ0. conforming to IEC 60529 IP66 on base unit conforming to IEC 60529 IP65 on fixing base XVBZ0. conforming to IEC 60529 IP66 on base unit conforming to IEC 60529 IP65 on fixing base XVBZ0. conforming to IEC 60529 IP66 on base unit conforming to IEC 60529 IP65 on fixing base XVBZ0. conforming to IEC 60529 IP66 on base unit conforming to IEC 60529 IP65 on fixing base XVBZ0. conforming to IEC 60529 IP66 on base unit conforming to IEC 60529 IP65 on fixing base XVBZ0. conforming to IEC 60529 IP66 on base unit conforming to IEC 60529 IP65 on fixing base XVBZ0. conforming to IEC 60529 IP66 on base unit conforming to IEC 60529 IP65 on fixing base XVBZ0. conforming to IEC 60529 IP66 on base unit conforming to IEC 60529 IP65 on fixing base XVBZ0. conforming to IEC 60529 IP66 on base unit conforming to IEC 60529 IP65 on fixing base XVBZ0. conforming to IEC 60529 IP66 on base unit conforming to IEC 60529 IP65 on fixing base XVBZ0. conforming to IEC 60529 IP66 on base unit conforming to IEC 60529 IP65 on fixing base XVBZ0. conforming to IEC 60529 IP66 on base unit conforming to IEC 60529 IP65 on fixing base XVBZ0. conforming to IEC 60529 IP66 on base unit conforming to IEC 60529 IP65 on fixing base XVBZ0. conforming to IEC 60529 IP66 on base unit conforming to IEC 60529 IP65 on fixing base XVBZ0. conforming to IEC 60529 IP66 on base unit conforming to IEC 60529 IP65 on fixing base XVBZ0. conforming to IEC 60529 IP66 on base unit conforming to IEC 60529 IP65 on fixing base XVBZ0. conforming to IEC 60529 IP66 on base unit conforming to IEC 60529 IP65 on fixing base XVBZ0. conforming to IEC 60529 IP66 on base unit conforming to IEC 60529 IP65 on fixing base XVBZ0. conforming to IEC 60529 IP66 on base unit conforming to IEC 60529 IP65 on fixing base XVBZ0. conforming to IEC 60529 IP66 on base unit conforming to IEC 60529 IP65 on fixing base
| NEMA degree of protection | NEMA 4X conforming to UL 508 (indoor) NEMA 4X conforming to UL 508 (indoor) NEMA 4X conforming to UL 508 (indoor) NEMA 4X conforming to UL 508 (indoor) NEMA 4X conforming to UL 508 (indoor) NEMA 4X conforming to UL 508 (indoor) NEMA 4X conforming to UL 508 (indoor) NEMA 4X conforming to UL 508 (indoor) NEMA 4X conforming to UL 508 (indoor) NEMA 4X conforming to UL 508 (indoor) NEMA 4X conforming to UL 508 (indoor) NEMA 4X conforming to UL 508 (indoor) NEMA 4X conforming to UL 508 (indoor) NEMA 4X conforming to UL 508 (indoor) NEMA 4X conforming to UL 508 (indoor) NEMA 4X conforming to UL 508 (indoor) NEMA 4X conforming to UL 508 (indoor) NEMA 4X conforming to UL 508 (indoor) NEMA 4X conforming to UL 508 (indoor) NEMA 4X conforming to UL 508 (indoor) NEMA 4X conforming to UL 508 (indoor) NEMA 4X conforming to UL 508 (indoor) NEMA 4X conforming to UL 508 (indoor) NEMA 4X conforming to UL 508 (indoor) NEMA 4X conforming to UL 508 (indoor) NEMA 4X conforming to UL 508 (indoor) NEMA 4X conforming to UL 508 (indoor) NEMA 4X conforming to UL 508 (indoor) NEMA 4X conforming to UL 508 (indoor) NEMA 4X conforming to UL 508 (indoor) NEMA 4X conforming to UL 508 (indoor) NEMA 4X conforming to UL 508 (indoor) NEMA 4X conforming to UL 508 (indoor) NEMA 4X conforming to UL 508 (indoor) NEMA 4X conforming to UL 508 (indoor) NEMA 4X conforming to UL 508 (indoor) NEMA 4X conforming to UL 508 (indoor) NEMA 4X conforming to UL 508 (indoor) NEMA 4X conforming to UL 508 (indoor) NEMA 4X conforming to UL 508 (indoor) NEMA 4X conforming to UL 508 (indoor) NEMA 4X conforming to UL 508 (indoor) NEMA 4X conforming to UL 508 (indoor) NEMA 4X conforming to UL 508 (indoor) NEMA 4X conforming to UL 508 (indoor) NEMA 4X conforming to UL 508 (indoor) NEMA 4X conforming to UL 508 (indoor) NEMA 4X conforming to UL 508 (indoor) NEMA 4X conforming to UL 508 (indoor) NEMA 4X conforming to UL 508 (indoor) NEMA 4X conforming to UL 508 (indoor) NEMA 4X conforming to UL 508 (indoor) NEMA 4X conforming to UL 508 (indoor) NEMA 4X conforming to UL 508 (indoor) NEMA 4X conforming to UL 508 (indoor) NEMA 4X conforming to UL 508 (indoor) NEMA 4X conforming to UL 508 (indoor) NEMA 4X conforming to UL 508 (indoor) NEMA 4X conforming to UL 508 (indoor) NEMA 4X conforming to UL 508 (indoor) NEMA 4X conforming to UL 508 (indoor) NEMA 4X conforming to UL 508 (indoor) NEMA 4X conforming to UL 508 (indoor) NEMA 4X conforming to UL 508 (indoor) NEMA 4X conforming to UL 508 (indoor) NEMA 4X conforming to UL 508 (indoor) NEMA 4X conforming to UL 508 (indoor) NEMA 4X conforming to UL 508 (indoor) NEMA 4X conforming to UL 508 (indoor) NEMA 4X conforming to UL 508 (indoor) NEMA 4X conforming to UL 508 (indoor) NEMA 4X conforming to UL 508 (indoor) NEMA 4X conforming to UL 508 (indoor) NEMA 4X conforming to UL 508 (indoor) NEMA 4X conforming to UL 508 (indoor) NEMA 4X conforming to UL 508 (indoor) NEMA 4X conforming to UL 508 (indoor) NEMA 4X conforming to UL 508 (indoor) NEMA 4X conforming to UL 508 (indoor) NEMA 4X conforming to UL 508 (indoor) NEMA 4X conforming to UL 508 (indoor) NEMA 4X conforming to UL 508 (indoor) NEMA 4X conforming to UL 508 (indoor) NEMA 4X conforming to UL 508 (indoor) NEMA 4X conforming to UL 508 (indoor) NEMA 4X conforming to UL 508 (indoor) NEMA 4X conforming to UL 508 (indoor) NEMA 4X conforming to UL 508 (indoor) NEMA 4X conforming to UL 508 (indoor) NEMA 4X conforming to UL 508 (indoor) NEMA 4X conforming to UL 508 (indoor) NEMA 4X conforming to UL 508 (indoor) NEMA 4X conforming to UL 508 (indoor) NEMA 4X conforming to UL 508 (indoor) NEMA 4X conforming to UL 508 (indoor) NEMA 4X conforming to UL 508 (indoor) NEMA 4X conforming to UL 508 (indoor) NEMA 4X conforming to UL 508 (indoor) NEMA 4X conforming to UL 508 (indoor) NEMA 4X conforming to UL 508 (indoor) NEMA 4X conforming to UL 508 (indoor) NEMA 4X conforming to UL 508 (indoor) NEMA 4X conforming to UL 508 (indoor) NEMA 4X conforming to UL 508 (indoor) NEMA 4X conforming to UL 508 (indoor) NEMA 4X conforming to UL 508 (indoor) NEMA 4X conforming to UL 508 (indoor) NEMA 4X conforming to UL 508 (indoor) NEMA 4X conforming to UL 508 (indoor) NEMA 4X conforming to UL 508 (indoor) NEMA 4X conforming to UL 508 (indoor) NEMA 4X conforming to UL 508 (indoor) NEMA 4X conforming to UL 508 (indoor) NEMA 4X conforming to UL 508 (indoor) NEMA 4X conforming to UL 508 (indoor) NEMA 4X conforming to UL 508 (indoor) NEMA 4X conforming to UL 508 (indoor) NEMA 4X conforming to UL 508 (indoor) NEMA 4X conforming to UL 508 (indoor) NEMA 4X conforming to UL 508 (indoor) NEMA 4X conforming to UL 508 (indoor) NEMA 4X conforming to UL 508 (indoor) NEMA 4X conforming to UL 508 (indoor) NEMA 4X conforming to UL 508 (indoor) NEMA 4X conforming to UL 508 (indoor) NEMA 4X conforming to UL 508 (indoor) NEMA 4X conforming to UL 508 (indoor) NEMA 4X conforming to UL 508 (indoor) NEMA 4X conforming to UL 508 (indoor) NEMA 4X conforming to UL 508 (indoor) NEMA 4X conforming to UL 508 (indoor) NEMA 4X conforming to UL 508 (indoor) NEMA 4X conforming to UL 508 (indoor)
| [Us] rated supply voltage | 12 V DC 24 V DC 120 V AC 240 V AC
| ambient air temperature for operation | -20…50 °C -20…50 °C -20…50 °C -20…50 °C -20…50 °C -20…50 °C -20…50 °C -20…50 °C -20…50 °C -20…50 °C -20…50 °C -20…50 °C -20…50 °C -20…50 °C -20…50 °C -20…50 °C -20…50 °C -20…50 °C -20…50 °C -20…50 °C -20…50 °C -20…50 °C -20…50 °C -20…50 °C -20…50 °C -20…50 °C -20…50 °C -20…50 °C -20…50 °C -20…50 °C -20…50 °C -20…50 °C -20…50 °C at 60 Hz -20…60 °C at 50 Hz AC/DC -20…50 °C at 60 Hz -20…60 °C at 50 Hz AC/DC -20…50 °C at 60 Hz -20…60 °C at 50 Hz AC/DC -20…50 °C at 60 Hz -20…60 °C at 50 Hz AC/DC -20…50 °C at 60 Hz -20…60 °C at 50 Hz AC/DC -20…50 °C at 60 Hz -20…60 °C at 50 Hz AC/DC -20…50 °C at 60 Hz -20…60 °C at 50 Hz AC/DC -20…50 °C at 60 Hz -20…60 °C at 50 Hz AC/DC -20…50 °C at 60 Hz -20…60 °C at 50 Hz AC/DC -20…50 °C at 60 Hz -20…60 °C at 50 Hz AC/DC -20…50 °C at 60 Hz -20…60 °C at 50 Hz AC/DC -20…50 °C at 60 Hz -20…60 °C at 50 Hz AC/DC -20…50 °C at 60 Hz -20…60 °C at 50 Hz AC/DC -20…50 °C at 60 Hz -20…60 °C at 50 Hz AC/DC -20…50 °C at 60 Hz -20…60 °C at 50 Hz AC/DC -20…50 °C at 60 Hz -20…60 °C at 50 Hz AC/DC -20…50 °C at 60 Hz -20…60 °C at 50 Hz AC/DC -20…50 °C at 60 Hz -20…60 °C at 50 Hz AC/DC -20…50 °C at 60 Hz -20…60 °C at 50 Hz AC/DC -20…50 °C at 60 Hz -20…60 °C at 50 Hz AC/DC -20…50 °C at 60 Hz -20…60 °C at 50 Hz AC/DC -20…50 °C at 60 Hz -20…60 °C at 50 Hz AC/DC -20…60 °C -20…60 °C -20…60 °C -20…60 °C -20…60 °C -20…60 °C -20…60 °C -20…60 °C -20…60 °C -20…60 °C -20…60 °C -20…60 °C -20…60 °C -20…60 °C -20…60 °C -20…60 °C -20…60 °C -20…60 °C -20…60 °C -20…60 °C -20…60 °C -20…60 °C -20…60 °C -20…60 °C -20…60 °C -20…60 °C -20…60 °C -20…60 °C -20…60 °C -20…60 °C -20…60 °C -20…60 °C -20…60 °C -20…60 °C -20…60 °C -20…60 °C -20…60 °C -20…60 °C -20…60 °C -20…60 °C -20…60 °C -20…60 °C -20…60 °C -20…60 °C -20…60 °C -20…60 °C -20…60 °C -20…60 °C -20…60 °C -20…60 °C -20…60 °C -20…50 °C -20…50 °C -20…50 °C -20…50 °C -20…60 °C -20…60 °C -20…60 °C -20…60 °C -20…60 °C -20…60 °C -20…60 °C -20…60 °C -20…60 °C -20…60 °C 0…50 °C mounting side by side 0…60 °C 2 cm spacing 0…50 °C mounting side by side 0…60 °C 2 cm spacing 0…50 °C mounting side by side 0…60 °C 2 cm spacing 0…50 °C mounting side by side 0…60 °C 2 cm spacing 0…50 °C mounting side by side 0…60 °C 2 cm spacing 0…50 °C mounting side by side 0…60 °C 2 cm spacing 0…50 °C mounting side by side 0…60 °C 2 cm spacing 0…50 °C mounting side by side 0…60 °C 2 cm spacing 0…50 °C mounting side by side 0…60 °C 2 cm spacing 0…50 °C mounting side by side 0…60 °C 2 cm spacing 0…50 °C mounting side by side 0…60 °C 2 cm spacing 0…50 °C mounting side by side 0…60 °C 2 cm spacing 0…50 °C mounting side by side 0…60 °C 2 cm spacing 0…50 °C mounting side by side 0…60 °C 2 cm spacing 0…50 °C mounting side by side 0…60 °C 2 cm spacing 0…50 °C mounting side by side 0…60 °C 2 cm spacing 0…50 °C mounting side by side 0…60 °C 2 cm spacing 0…50 °C mounting side by side 0…60 °C 2 cm spacing -10…50 °C -10…50 °C -10…50 °C -20…50 °C -20…50 °C -20…50 °C -20…50 °C -25…70 °C -25…70 °C -25…70 °C -25…70 °C -25…70 °C -25…70 °C -10…50 °C -10…50 °C -10…50 °C -10…50 °C -10…50 °C -10…50 °C -10…50 °C -10…55 °C -10…55 °C -10…55 °C -10…55 °C -10…55 °C -10…55 °C 0…50 °C 0…50 °C -30…50 °C -30…50 °C -30…50 °C -10…50 °C -10…50 °C -10…50 °C -10…50 °C -10…50 °C -10…50 °C -10…50 °C -20…50 °C -20…50 °C -20…50 °C -20…50 °C -10…50 °C -10…50 °C -10…50 °C -10…50 °C -25…50 °C -25…50 °C -10…50 °C -10…50 °C -25…70 °C -25…70 °C -25…70 °C -25…70 °C -25…70 °C -25…70 °C -10…50 °C -10…50 °C -10…50 °C -10…50 °C -10…50 °C -10…50 °C -10…50 °C -25…50 °C -25…50 °C -25…50 °C -25…50 °C -25…50 °C -25…50 °C -25…50 °C -25…50 °C -25…70 °C -25…50 °C -25…50 °C -25…50 °C -25…50 °C -25…50 °C -25…50 °C -25…50 °C -25…50 °C -25…70 °C -25…50 °C -25…50 °C -25…50 °C: LED -25…70 °C: incandescent -25…50 °C: LED -25…70 °C: incandescent -25…50 °C: LED -25…70 °C: incandescent -25…50 °C: LED -25…70 °C: incandescent -25…40 °C: incandescent -25…50 °C: LED -25…40 °C: incandescent -25…50 °C: LED -25…40 °C: incandescent -25…50 °C: LED -25…40 °C: incandescent -25…50 °C: LED -25…40 °C: incandescent -25…50 °C: LED -25…40 °C: incandescent -25…50 °C: LED -25…40 °C: incandescent -25…50 °C: LED -25…40 °C: incandescent -25…50 °C: LED -25…40 °C: incandescent -25…50 °C: LED -25…40 °C: incandescent -25…50 °C: LED -25…40 °C: incandescent -25…50 °C: LED -25…40 °C: incandescent -25…50 °C: LED -25…50 °C -25…50 °C -25…50 °C -25…50 °C -10…50 °C -10…50 °C -10…50 °C -10…50 °C -10…50 °C -10…50 °C -10…50 °C -10…50 °C -10…50 °C -10…50 °C -10…50 °C -10…50 °C -10…50 °C -10…50 °C -10…50 °C -10…50 °C -10…50 °C -10…50 °C -10…50 °C -10…50 °C -10…50 °C -10…50 °C -10…50 °C -10…50 °C -10…50 °C -10…50 °C -10…50 °C -10…50 °C -25…55 °C -25…55 °C -25…55 °C -25…55 °C -25…55 °C -25…55 °C -25…55 °C -25…55 °C -25…55 °C -25…55 °C -25…55 °C -25…55 °C -25…55 °C -25…55 °C -25…55 °C -25…55 °C -25…55 °C -25…55 °C -25…55 °C -25…55 °C -25…55 °C -25…55 °C -25…55 °C -25…55 °C -25…55 °C -25…55 °C -25…55 °C -25…55 °C -25…55 °C -25…55 °C -25…55 °C -25…55 °C -25…55 °C -25…55 °C -25…55 °C -25…50 °C: LED -25…70 °C: incandescent -25…50 °C: LED -25…70 °C: incandescent -25…50 °C: LED -25…70 °C: incandescent -25…50 °C: LED -25…70 °C: incandescent -25…50 °C: LED -25…70 °C: incandescent -25…50 °C: LED -25…70 °C: incandescent -5…40 °C conforming to IEC 60255 -5…40 °C conforming to IEC 60255 -5…40 °C conforming to IEC 60255 -5…40 °C conforming to IEC 60255 -5…40 °C conforming to IEC 60255 -5…40 °C conforming to IEC 60255 -5…40 °C conforming to IEC 60255 -5…40 °C conforming to IEC 60255 -5…40 °C conforming to IEC 60255 -5…40 °C conforming to IEC 60255 -5…40 °C conforming to IEC 60255 -5…40 °C conforming to IEC 60255 -5…40 °C conforming to IEC 60255 -5…40 °C conforming to IEC 60255 -5…40 °C conforming to IEC 60255 -5…40 °C conforming to IEC 60255 -5…40 °C conforming to IEC 60255 -5…40 °C conforming to IEC 60255 -5…40 °C conforming to IEC 60255 -5…40 °C conforming to IEC 60255 -5…40 °C conforming to IEC 60255 -5…40 °C conforming to IEC 60255 -5…40 °C conforming to IEC 60255 -5…40 °C conforming to IEC 60255 -5…40 °C conforming to IEC 60255 -5…40 °C conforming to IEC 60255 -5…40 °C conforming to IEC 60255 -5…40 °C conforming to IEC 60255 -5…40 °C conforming to IEC 60255 -5…40 °C conforming to IEC 60255 -5…40 °C conforming to IEC 60255 -5…40 °C conforming to IEC 60255 -5…40 °C conforming to IEC 60255 -5…40 °C conforming to IEC 60255 -5…40 °C conforming to IEC 60255 -5…40 °C conforming to IEC 60255 -5…40 °C conforming to IEC 60255 -5…40 °C conforming to IEC 60255 -20…65 °C -20…65 °C -20…65 °C -20…65 °C -20…65 °C -20…65 °C -20…65 °C -20…65 °C -20…65 °C -20…65 °C -20…65 °C -20…65 °C -20…65 °C -20…65 °C -20…65 °C -20…65 °C -20…65 °C -20…65 °C -20…65 °C -20…65 °C -20…65 °C -20…65 °C -20…65 °C -20…65 °C -20…65 °C -20…65 °C -20…65 °C -20…65 °C -20…65 °C -20…65 °C -20…65 °C -20…65 °C -20…65 °C -20…65 °C -20…65 °C -20…65 °C -20…65 °C -20…65 °C -20…65 °C -20…65 °C -20…65 °C -20…65 °C -20…65 °C -20…65 °C -20…65 °C -20…65 °C -20…65 °C -20…65 °C -20…65 °C -20…65 °C -20…65 °C -20…65 °C -20…65 °C -20…65 °C -20…65 °C -20…60 °C -20…60 °C -20…60 °C -20…60 °C -20…60 °C -20…60 °C -20…60 °C -20…60 °C -20…60 °C -20…60 °C -20…60 °C -40…55 °C -40…55 °C -40…55 °C -40…55 °C -40…55 °C -40…55 °C -40…55 °C -40…55 °C -40…70 °C (AC) -40…85 °C (DC) -40…70 °C (AC) -40…85 °C (DC) -40…70 °C (AC) -40…85 °C (DC) -40…85 °C (DC) -40…70 °C (AC) -40…70 °C (AC) -40…70 °C (AC) -40…85 °C (DC) -40…85 °C (DC) -40…70 °C (AC) -40…85 °C (DC) -40…70 °C (AC) -40…85 °C (DC) -40…70 °C (AC) -40…85 °C (DC) -40…85 °C (DC) -40…70 °C (AC) -40…70 °C (AC) -40…70 °C (AC) -40…85 °C (DC) -40…85 °C (DC) -40…70 °C (AC) -40…85 °C (DC) -40…70 °C (AC) -40…85 °C (DC) -40…70 °C (AC) -40…85 °C (DC) -40…85 °C (DC) -40…85 °C (DC) -40…70 °C (AC) -40…85 °C (DC) -40…70 °C (AC) -40…70 °C (AC) -40…55 °C -40…55 °C -40…55 °C -40…70 °C -40…70 °C -40…55 °C -40…55 °C -40…55 °C -40…70 °C -40…70 °C -40…70 °C (AC) -40…85 °C (DC) -40…70 °C (AC) -40…85 °C (DC) -40…70 °C (AC) -40…85 °C (DC) -40…70 °C (AC) -40…85 °C (DC) -40…70 °C (AC) -40…85 °C (DC) -40…70 °C (AC) -40…85 °C (DC) -40…70 °C (AC) -40…85 °C (DC) -40…70 °C (AC) -40…85 °C (DC) -40…70 °C (AC) -40…85 °C (DC) -40…70 °C (AC) -40…85 °C (DC) -40…70 °C (AC) -40…85 °C (DC) -40…70 °C (AC) -40…85 °C (DC) -40…70 °C (AC) -40…85 °C (DC) -40…70 °C (AC) -40…85 °C (DC) -40…70 °C (AC) -40…85 °C (DC) -40…70 °C (AC) -40…85 °C (DC) -40…70 °C (AC) -40…85 °C (DC) -40…70 °C (AC) -40…85 °C (DC) -40…70 °C (AC) -40…85 °C (DC) -40…70 °C (AC) -40…85 °C (DC) -40…70 °C (AC) -40…85 °C (DC) -40…70 °C (AC) -40…85 °C (DC) -40…70 °C (AC) -40…85 °C (DC) -40…70 °C (AC) -40…85 °C (DC) -40…70 °C (AC) -40…85 °C (DC) -40…70 °C (AC) -40…85 °C (DC) -40…70 °C (AC) -40…85 °C (DC) -40…70 °C (AC) -40…85 °C (DC) -40…70 °C (AC) -40…85 °C (DC) -40…70 °C (AC) -40…85 °C (DC) -40…70 °C (AC) -40…85 °C (DC) -40…70 °C (AC) -40…85 °C (DC) -40…70 °C (AC) -40…85 °C (DC) -40…70 °C (AC) -40…85 °C (DC) -40…70 °C (AC) -40…85 °C (DC) -40…70 °C (AC) -40…85 °C (DC)
| ambient air temperature for storage | -40…70 °C -40…70 °C -40…70 °C -40…70 °C -40…70 °C -40…70 °C -40…70 °C -40…70 °C -40…70 °C -40…70 °C -40…70 °C -40…70 °C -40…70 °C -40…70 °C -40…70 °C -40…70 °C -40…70 °C -40…70 °C -40…70 °C -40…70 °C -40…70 °C -40…70 °C -40…70 °C -40…70 °C -40…70 °C -40…70 °C -40…70 °C -40…70 °C -40…70 °C -40…70 °C -40…70 °C -40…70 °C -40…70 °C -40…70 °C -40…70 °C -40…70 °C -40…70 °C -40…70 °C -40…70 °C -40…70 °C -40…70 °C -40…70 °C -40…70 °C -40…70 °C -40…70 °C -40…70 °C -40…70 °C -40…70 °C -40…70 °C -40…70 °C -40…70 °C -40…70 °C -40…70 °C -40…70 °C -40…70 °C -30…60 °C -30…60 °C -30…60 °C -30…60 °C -30…60 °C -30…60 °C -30…60 °C -30…60 °C -30…60 °C -30…60 °C -30…60 °C -30…60 °C -30…60 °C -30…60 °C -30…60 °C -30…60 °C -30…60 °C -30…60 °C -30…60 °C -30…60 °C -30…60 °C -30…60 °C -30…60 °C -30…60 °C -40…70 °C -40…70 °C -40…70 °C -40…70 °C -40…70 °C -40…70 °C -40…70 °C -40…70 °C -40…70 °C -40…70 °C -40…70 °C -40…70 °C -40…70 °C -40…70 °C -40…70 °C -40…70 °C -40…70 °C -40…70 °C -40…70 °C -40…70 °C -40…70 °C -40…70 °C -40…70 °C -40…70 °C -40…70 °C -40…70 °C -40…70 °C -40…70 °C -40…70 °C -40…70 °C -40…70 °C -40…70 °C -40…70 °C -40…70 °C -40…70 °C -40…70 °C -40…70 °C -40…70 °C -40…70 °C -40…70 °C -40…85 °C -40…85 °C -40…85 °C -40…85 °C -40…85 °C -40…85 °C -40…85 °C -40…85 °C -40…85 °C -40…85 °C -40…85 °C -40…85 °C -40…85 °C -40…85 °C -40…85 °C -40…85 °C -40…85 °C -40…85 °C -20…70 °C -20…70 °C -20…70 °C -35…70 °C -35…70 °C -35…70 °C -35…70 °C -40…70 °C -40…70 °C -40…70 °C -40…70 °C -40…70 °C -40…70 °C -40…70 °C -40…70 °C -40…70 °C -40…70 °C -40…70 °C -40…70 °C -40…70 °C -40…70 °C -40…70 °C -40…70 °C -40…70 °C -40…70 °C -40…70 °C -40…70 °C -40…70 °C -40…70 °C -40…70 °C -40…70 °C -20…60 °C -20…60 °C -20…60 °C -20…60 °C -20…60 °C -20…60 °C -20…60 °C -20…60 °C -35…70 °C -35…70 °C -35…70 °C -35…70 °C -35…70 °C -35…70 °C -35…70 °C -35…70 °C -35…70 °C -35…70 °C -35…70 °C -35…70 °C -35…70 °C -35…70 °C -25…70 °C -25…70 °C -25…70 °C -25…70 °C -40…70 °C -40…70 °C -40…70 °C -40…70 °C -20…70 °C -20…70 °C -40…70 °C -40…70 °C -40…70 °C -40…70 °C -40…70 °C -40…70 °C -40…70 °C -40…70 °C -40…70 °C -40…70 °C -40…70 °C -40…70 °C -40…70 °C -40…70 °C -40…70 °C -40…70 °C -40…70 °C -40…70 °C -40…70 °C -40…70 °C -40…70 °C -40…70 °C -40…70 °C -40…70 °C -40…70 °C -40…70 °C -40…70 °C -40…70 °C -40…70 °C -40…70 °C -40…70 °C -40…70 °C -40…70 °C -40…70 °C -40…70 °C -40…70 °C -40…70 °C -40…70 °C -40…70 °C -40…70 °C -40…70 °C -40…70 °C -40…70 °C -40…70 °C -40…70 °C -40…70 °C -40…70 °C -40…70 °C -40…70 °C -40…70 °C -40…70 °C -40…70 °C -40…70 °C -40…70 °C -40…70 °C -40…70 °C -40…70 °C -40…70 °C -40…70 °C -40…70 °C -40…70 °C -40…70 °C -40…70 °C -40…70 °C -40…70 °C -40…70 °C -40…70 °C -40…70 °C -40…70 °C -40…70 °C -40…70 °C -40…70 °C -25…70 °C -25…70 °C -25…70 °C -25…70 °C -25…70 °C -25…70 °C -25…70 °C -25…70 °C -25…70 °C -25…70 °C -25…70 °C -25…70 °C -25…70 °C -25…70 °C -25…70 °C -25…70 °C -25…70 °C -25…70 °C -25…70 °C -25…70 °C -25…70 °C -25…70 °C -25…70 °C -25…70 °C -25…70 °C -25…70 °C -25…70 °C -25…70 °C -40…70 °C -40…70 °C -40…70 °C -40…70 °C -40…70 °C -40…70 °C -40…70 °C -40…70 °C -40…70 °C -40…70 °C -40…70 °C -40…70 °C -40…70 °C -40…70 °C -40…70 °C -40…70 °C -40…70 °C -40…70 °C -40…70 °C -40…70 °C -40…70 °C -40…70 °C -40…70 °C -40…70 °C -40…70 °C -40…70 °C -40…70 °C -40…70 °C -40…70 °C -40…70 °C -40…70 °C -40…70 °C -40…70 °C -40…70 °C -40…70 °C -40…70 °C -40…70 °C -40…70 °C -40…70 °C -40…70 °C -40…70 °C -40…70 °C -40…70 °C -40…70 °C -40…70 °C -40…70 °C -40…70 °C -40…70 °C -40…70 °C -40…70 °C -40…70 °C -40…70 °C -40…70 °C -40…70 °C -40…70 °C -40…70 °C -40…70 °C -40…70 °C -40…70 °C -40…70 °C -40…70 °C -40…70 °C -40…70 °C -40…70 °C -40…70 °C -40…70 °C -40…70 °C -40…70 °C -40…70 °C -40…70 °C -40…70 °C -40…70 °C -40…70 °C -40…70 °C -40…70 °C -40…70 °C -40…70 °C -40…70 °C -40…70 °C -40…70 °C -40…70 °C -40…70 °C -40…70 °C -40…70 °C -40…70 °C -40…70 °C -40…70 °C -40…70 °C -40…70 °C -40…70 °C -40…70 °C -40…70 °C -40…70 °C -40…70 °C -40…70 °C -40…70 °C -40…70 °C -40…70 °C -40…70 °C -40…70 °C -40…70 °C -40…70 °C -40…70 °C -40…70 °C -40…70 °C -40…70 °C -40…70 °C -40…70 °C -40…70 °C -40…70 °C -40…70 °C -40…70 °C -40…70 °C -40…70 °C -40…70 °C -40…70 °C -40…70 °C -40…70 °C -40…70 °C -40…70 °C -40…70 °C -40…70 °C -40…70 °C -40…70 °C -40…70 °C -40…70 °C -40…70 °C -40…70 °C -40…70 °C -40…70 °C -40…70 °C -40…70 °C -40…70 °C -40…70 °C -40…70 °C -40…70 °C -40…70 °C -40…70 °C -40…70 °C -40…70 °C -40…70 °C -40…70 °C -40…70 °C -40…70 °C -40…70 °C -40…70 °C -40…70 °C -40…70 °C -40…70 °C -40…70 °C -40…70 °C -40…70 °C -40…70 °C -40…70 °C -40…70 °C -40…70 °C -40…70 °C -40…70 °C -40…70 °C -40…70 °C -40…70 °C -40…70 °C -40…70 °C -40…70 °C -40…70 °C -40…70 °C -40…70 °C -40…70 °C -40…70 °C -40…70 °C -40…70 °C -40…70 °C -40…70 °C -40…70 °C -40…70 °C -40…70 °C -40…70 °C -40…70 °C -40…70 °C -40…70 °C -40…70 °C -40…70 °C -40…70 °C -40…70 °C -40…70 °C -40…70 °C -40…70 °C -40…70 °C -40…70 °C -40…70 °C -40…70 °C -40…70 °C -40…70 °C -40…70 °C -40…70 °C -40…70 °C -40…70 °C -40…70 °C -40…70 °C -40…70 °C -40…85 °C -40…85 °C -40…85 °C -40…85 °C -40…85 °C -40…85 °C -40…85 °C -40…85 °C -40…85 °C -40…85 °C -40…85 °C -40…85 °C -40…85 °C -40…85 °C -40…85 °C -40…85 °C -40…85 °C -40…85 °C -40…85 °C -40…85 °C -40…85 °C -40…85 °C -40…85 °C -40…85 °C -40…85 °C -40…85 °C -40…85 °C -40…85 °C -40…85 °C -40…85 °C -40…85 °C -40…85 °C -40…85 °C -40…85 °C -40…85 °C -40…85 °C -40…85 °C -40…85 °C -40…85 °C -40…85 °C -40…85 °C -40…85 °C -40…85 °C -40…85 °C -40…85 °C -40…85 °C -40…85 °C -40…85 °C -40…85 °C -40…85 °C -40…85 °C -40…85 °C -40…85 °C -40…85 °C -40…85 °C -40…85 °C -40…85 °C -40…85 °C -40…85 °C -40…85 °C -40…85 °C -40…85 °C -40…85 °C -40…85 °C -40…85 °C -40…85 °C -40…70 °C -40…70 °C -40…70 °C -40…70 °C -40…70 °C -40…70 °C -40…70 °C -40…70 °C -40…85 °C -40…85 °C -40…85 °C -40…85 °C -40…85 °C -40…85 °C -40…85 °C -40…85 °C -40…85 °C -40…85 °C -40…85 °C -40…85 °C -40…85 °C -40…85 °C -40…85 °C -40…85 °C -40…85 °C -40…85 °C -40…85 °C -40…85 °C -40…85 °C -40…85 °C -40…85 °C -40…85 °C -40…85 °C -40…85 °C -40…85 °C -40…85 °C -40…85 °C -40…85 °C -40…85 °C -40…85 °C -40…85 °C -40…85 °C -40…85 °C -40…85 °C -40…85 °C -40…85 °C -40…85 °C -40…85 °C -40…85 °C -40…85 °C -40…85 °C -40…85 °C -40…85 °C -40…85 °C -40…85 °C -40…85 °C -40…85 °C -40…85 °C -40…85 °C -40…85 °C -40…85 °C -40…85 °C -40…85 °C -40…85 °C -40…85 °C -40…85 °C -40…85 °C -40…85 °C -40…85 °C -40…85 °C -40…85 °C -40…85 °C -40…85 °C -40…85 °C -40…85 °C -40…85 °C -40…85 °C -40…85 °C -40…85 °C -40…85 °C -40…85 °C -40…85 °C -40…85 °C -40…85 °C -40…85 °C -40…85 °C -40…85 °C -40…85 °C -40…85 °C -40…85 °C
| derating factor | 5 mA/°C 5 mA/°C 5 mA/°C 5 mA/°C 5 mA/°C
| dielectric strength | 2 kV AC 50 Hz (shock wave 4 kV) 2.5 kV for 1 mA/1 minute at 50 Hz conforming to IEC 61812-1 2.5 kV for 1 mA/1 minute at 50 Hz conforming to IEC 61812-1 2.5 kV for 1 mA/1 minute at 50 Hz conforming to IEC 61812-1 2.5 kV for 1 mA/1 minute at 50 Hz conforming to IEC 61812-1 2.5 kV for 1 mA/1 minute at 50 Hz conforming to IEC 61812-1 2.5 kV for 1 mA/1 minute at 50 Hz conforming to IEC 61812-1 2.5 kV for 1 mA/1 minute at 50 Hz conforming to IEC 61812-1 2.5 kV for 1 mA/1 minute at 50 Hz between relay output and power supply with basic insulation conforming to IEC 61812-1 2.5 kV for 1 mA/1 minute at 50 Hz between relay output and power supply with basic insulation conforming to IEC 61812-1 2.5 kV for 1 mA/1 minute at 50 Hz between relay output and power supply with basic insulation conforming to IEC 61812-1 2.5 kV for 1 mA/1 minute at 50 Hz between relay output and power supply with basic insulation conforming to IEC 61812-1 2.5 kV for 1 mA/1 minute at 50 Hz between relay output and power supply with basic insulation conforming to IEC 61812-1 2.5 kV for 1 mA/1 minute at 50 Hz between relay output and power supply with basic insulation conforming to IEC 61812-1 2.5 kV for 1 mA/1 minute at 50 Hz between relay output and power supply with basic insulation conforming to IEC 61812-1 2.5 kV for 1 mA/1 minute at 50 Hz between relay output and power supply with basic insulation conforming to IEC 61812-1 2.5 kV for 1 mA/1 minute at 50 Hz between relay output and power supply with basic insulation conforming to IEC 61812-1 2.5 kV for 1 mA/1 minute at 50 Hz between relay output and power supply with basic insulation conforming to IEC 61812-1 2.5 kV for 1 mA/1 minute at 50 Hz between relay output and power supply with basic insulation conforming to IEC 61812-1 2.5 kV for 1 mA/1 minute at 50 Hz between relay output and power supply with basic insulation conforming to IEC 61812-1 2.5 kV for 1 mA/1 minute at 50 Hz between relay output and power supply with basic insulation conforming to IEC 61812-1 2.5 kV for 1 mA/1 minute at 50 Hz between relay output and power supply with basic insulation conforming to IEC 61812-1 2.5 kV for 1 mA/1 minute at 50 Hz between relay output and power supply with basic insulation conforming to IEC 61812-1 2.5 kV for 1 mA/1 minute at 50 Hz between relay output and power supply with basic insulation conforming to IEC 61812-1 2.5 kV for 1 mA/1 minute at 50 Hz between relay output and power supply with basic insulation conforming to IEC 61812-1 2.5 kV for 1 mA/1 minute at 50 Hz between relay output and power supply with basic insulation conforming to IEC 61812-1 2.5 kV for 1 mA/1 minute at 50 Hz between relay output and power supply with basic insulation conforming to IEC 61812-1 2.5 kV for 1 mA/1 minute at 50 Hz between relay output and power supply with basic insulation conforming to IEC 61812-1 2.5 kV for 1 mA/1 minute at 50 Hz between relay output and power supply with basic insulation conforming to IEC 61812-1 2.5 kV for 1 mA/1 minute at 50 Hz between relay output and power supply with basic insulation conforming to IEC 61812-1 2.5 kV for 1 mA/1 minute at 50 Hz between relay output and power supply with basic insulation conforming to IEC 61812-1 2.5 kV for 1 mA/1 minute at 50 Hz between relay output and power supply with basic insulation conforming to IEC 61812-1 2.5 kV for 1 mA/1 minute at 50 Hz between relay output and power supply with basic insulation conforming to IEC 61812-1 2.5 kV for 1 mA/1 minute at 50 Hz with between relay output and power supply with basic insulation with basic insulation 1 kV 1 mA/1 minute conforming to IEC 61812-1 1 kV 1 mA/1 minute conforming to IEC 61812-1 1 kV 1 mA/1 minute conforming to IEC 61812-1 1 kV 1 mA/1 minute conforming to IEC 61812-1 2 kV for 1 mA/1 minute at 50 Hz conforming to EN/IEC 60601-1 2 kV for 1 mA/1 minute at 50 Hz conforming to EN/IEC 61812-1 2 kV for 1 mA/1 minute at 50 Hz conforming to EN/IEC 60601-1 2 kV for 1 mA/1 minute at 50 Hz conforming to EN/IEC 61812-1 2 kV for 1 mA/1 minute at 50 Hz conforming to EN/IEC 60601-1 2 kV for 1 mA/1 minute at 50 Hz conforming to EN/IEC 61812-1 2 kV for 1 mA/1 minute at 50 Hz conforming to EN/IEC 60601-1 2 kV for 1 mA/1 minute at 50 Hz conforming to EN/IEC 61812-1 2 kV for 1 mA/1 minute at 50 Hz conforming to EN/IEC 60601-1 2 kV for 1 mA/1 minute at 50 Hz conforming to EN/IEC 61812-1 2 kV for 1 mA/1 minute at 50 Hz conforming to EN/IEC 60601-1 2 kV for 1 mA/1 minute at 50 Hz conforming to EN/IEC 61812-1 2 kV for 1 mA/1 minute at 50 Hz conforming to EN/IEC 60601-1 2 kV for 1 mA/1 minute at 50 Hz conforming to EN/IEC 61812-1 2 kV for 1 mA/1 minute at 50 Hz conforming to EN/IEC 60601-1 2 kV for 1 mA/1 minute at 50 Hz conforming to EN/IEC 61812-1 2 kV for 1 mA/1 minute at 50 Hz conforming to EN/IEC 60601-1 2 kV for 1 mA/1 minute at 50 Hz conforming to EN/IEC 61812-1 2 kV for 1 mA/1 minute at 50 Hz conforming to EN/IEC 60601-1 2 kV for 1 mA/1 minute at 50 Hz conforming to EN/IEC 61812-1 2500 V 2500 V 2500 V 2500 V 2500 V 2500 V 2500 V 2500 V 2500 V 2500 V 2500 V 2500 V 2500 V 2500 V 2500 V 2500 V 2500 V 2500 V 2500 V 2500 V 2500 V 2500 V 2500 V 2500 V 2500 V 2500 V 2500 V 2500 V 2500 V 2500 V 2500 V 2500 V 2500 V 2500 V 2500 V 2500 V 2500 V 2500 V 2.5 kV 2.5 kV 2.5 kV 2.5 kV 2.5 kV 2.5 kV 2.5 kV 2.5 kV 1000 V AC between contacts 4000 V AC between coil and contact 1000 V AC between contacts 4000 V AC between coil and contact 1000 V AC between contacts 4000 V AC between coil and contact 1000 V AC between contacts 4000 V AC between coil and contact 1000 V AC between contacts 4000 V AC between coil and contact 1000 V AC between contacts 4000 V AC between coil and contact 1000 V AC between contacts 4000 V AC between coil and contact 1000 V AC between contacts 4000 V AC between coil and contact 1000 V AC between contacts 2500 V AC between poles 5000 V AC between coil and contact 1000 V AC between contacts 2500 V AC between poles 5000 V AC between coil and contact 1000 V AC between contacts 2500 V AC between poles 5000 V AC between coil and contact 1000 V AC between contacts 2500 V AC between poles 5000 V AC between coil and contact 1000 V AC between contacts 2500 V AC between poles 5000 V AC between coil and contact 1000 V AC between contacts 2500 V AC between poles 5000 V AC between coil and contact 1000 V AC between contacts 2500 V AC between poles 5000 V AC between coil and contact 1000 V AC between contacts 2500 V AC between poles 5000 V AC between coil and contact 1000 V AC between contacts 2500 V AC between poles 5000 V AC between coil and contact 1000 V AC between contacts 2500 V AC between poles 5000 V AC between coil and contact 1000 V AC between contacts 2500 V AC between poles 5000 V AC between coil and contact 1000 V AC between contacts 2500 V AC between poles 5000 V AC between coil and contact 1000 V AC between contacts 2500 V AC between poles 5000 V AC between coil and contact 1000 V AC between contacts 2500 V AC between poles 5000 V AC between coil and contact 1000 V AC between contacts 2500 V AC between poles 5000 V AC between coil and contact 1000 V AC between contacts 2500 V AC between poles 5000 V AC between coil and contact 1000 V AC between contacts 2500 V AC between poles 5000 V AC between coil and contact 1000 V AC between contacts 2500 V AC between poles 5000 V AC between coil and contact 1000 V AC between contacts 2500 V AC between poles 5000 V AC between coil and contact 1000 V AC between contacts 2500 V AC between poles 5000 V AC between coil and contact 1000 V AC between contacts 2500 V AC between poles 5000 V AC between coil and contact 1000 V AC between contacts 2500 V AC between poles 5000 V AC between coil and contact 1000 V AC between contacts 2500 V AC between poles 5000 V AC between coil and contact 1000 V AC between contacts 2500 V AC between poles 5000 V AC between coil and contact 1000 V AC between contacts 2500 V AC between poles 5000 V AC between coil and contact 1000 V AC between contacts 2500 V AC between poles 5000 V AC between coil and contact 1000 V AC between contacts 2500 V AC between poles 5000 V AC between coil and contact 1000 V AC between contacts 2500 V AC between poles 5000 V AC between coil and contact 1000 V AC between contacts 2500 V AC between poles 5000 V AC between coil and contact 1000 V AC between contacts 2500 V AC between poles 5000 V AC between coil and contact 1000 V AC between contacts 2500 V AC between poles 5000 V AC between coil and contact 1000 V AC between contacts 2500 V AC between poles 5000 V AC between coil and contact 1000 V AC between contacts 2500 V AC between poles 5000 V AC between coil and contact 1000 V AC between contacts 2500 V AC between poles 5000 V AC between coil and contact 1000 V AC between contacts 2500 V AC between poles 5000 V AC between coil and contact 1000 V AC between contacts 2500 V AC between poles 5000 V AC between coil and contact 1000 V AC between contacts 4000 V AC between coil and contact 1000 V AC between contacts 4000 V AC between coil and contact 1000 V AC between contacts 4000 V AC between coil and contact 1000 V AC between contacts 4000 V AC between coil and contact 1000 V AC between contacts 4000 V AC between coil and contact 1000 V AC between contacts 4000 V AC between coil and contact 1000 V AC between contacts 4000 V AC between coil and contact 1000 V AC between contacts 4000 V AC between coil and contact 1000 V AC between contacts 4000 V AC between coil and contact 1000 V AC between contacts 4000 V AC between coil and contact 1000 V AC between contacts 2500 V AC between poles 5000 V AC between coil and contact 1000 V AC between contacts 2500 V AC between poles 5000 V AC between coil and contact 1000 V AC between contacts 2500 V AC between poles 5000 V AC between coil and contact 1000 V AC between contacts 2500 V AC between poles 5000 V AC between coil and contact 1000 V AC between contacts 2500 V AC between poles 5000 V AC between coil and contact 1000 V AC between contacts 2500 V AC between poles 5000 V AC between coil and contact 1000 V AC between contacts 2500 V AC between poles 5000 V AC between coil and contact 1000 V AC between contacts 2500 V AC between poles 5000 V AC between coil and contact 1000 V AC between contacts 2500 V AC between poles 5000 V AC between coil and contact 1000 V AC between contacts 2500 V AC between poles 5000 V AC between coil and contact 1000 V AC between contacts 2500 V AC between poles 5000 V AC between coil and contact 1000 V AC between contacts 2500 V AC between poles 5000 V AC between coil and contact 1000 V AC between contacts 2500 V AC between poles 5000 V AC between coil and contact 1000 V AC between contacts 2500 V AC between poles 5000 V AC between coil and contact 1000 V AC between contacts 2500 V AC between poles 5000 V AC between coil and contact 1000 V AC between contacts 2500 V AC between poles 5000 V AC between coil and contact 1000 V AC between contacts 2500 V AC between poles 5000 V AC between coil and contact 1000 V AC between contacts 2500 V AC between poles 5000 V AC between coil and contact 1000 V AC between contacts 2500 V AC between poles 5000 V AC between coil and contact 1000 V AC between contacts 2500 V AC between poles 5000 V AC between coil and contact 1000 V AC between contacts 2500 V AC between poles 5000 V AC between coil and contact 1000 V AC between contacts 2500 V AC between poles 5000 V AC between coil and contact 1000 V AC between contacts 2500 V AC between poles 5000 V AC between coil and contact 1000 V AC between contacts 2500 V AC between poles 5000 V AC between coil and contact 1000 V AC between contacts 2500 V AC between poles 5000 V AC between coil and contact 1000 V AC between contacts 2500 V AC between poles 5000 V AC between coil and contact 1000 V AC between contacts 2500 V AC between poles 5000 V AC between coil and contact 1000 V AC between contacts 2500 V AC between poles 5000 V AC between coil and contact 1000 V AC between contacts 2500 V AC between poles 5000 V AC between coil and contact 1000 V AC between contacts 2500 V AC between poles 5000 V AC between coil and contact 1000 V AC between contacts 2500 V AC between poles 5000 V AC between coil and contact 1000 V AC between contacts 2500 V AC between poles 5000 V AC between coil and contact 1000 V AC between contacts 2500 V AC between poles 5000 V AC between coil and contact 1000 V AC between contacts 2500 V AC between poles 5000 V AC between coil and contact 1000 V AC between contacts 2500 V AC between poles 5000 V AC between coil and contact 1000 V AC between contacts 2500 V AC between poles 5000 V AC between coil and contact
| dielectric test voltage | 2 kV AC 50 Hz 2 kV, 1 min AC 50 Hz conforming to IEC 60255-5 2 kV, 1 min AC 50 Hz conforming to IEC 60664-1 2 kV, 1 min AC 50 Hz conforming to IEC 60255-5 2 kV, 1 min AC 50 Hz conforming to IEC 60664-1 2 kV, 1 min AC 50 Hz 2 kV, 1 min AC 50 Hz 2 kV, 1 min AC 50 Hz conforming to IEC 60255-5 2 kV, 1 min AC 50 Hz conforming to IEC 60664-1 2 kV, 1 min AC 50 Hz conforming to IEC 60255-5 2 kV, 1 min AC 50 Hz conforming to IEC 60664-1 2 kV, 1 min AC 50 Hz conforming to IEC 60255-5 2 kV, 1 min AC 50 Hz conforming to IEC 60664-1 2 kV, 1 min AC 50 Hz conforming to IEC 60255-5 2 kV, 1 min AC 50 Hz conforming to IEC 60664-1 2 kV, 1 min AC 50 Hz conforming to IEC 60255-5 2 kV, 1 min AC 50 Hz conforming to IEC 60664-1 2 kV, 1 min AC 50 Hz conforming to IEC 60255-5 2 kV, 1 min AC 50 Hz conforming to IEC 60664-1 2 kV, 1 min AC 50 Hz 2 kV, 1 min AC 50 Hz conforming to IEC 60255-5 2 kV, 1 min AC 50 Hz conforming to IEC 60664-1 2 kV, 1 min AC 50 Hz conforming to IEC 60255-5 2 kV, 1 min AC 50 Hz conforming to IEC 60664-1 2 kV, 1 min AC 50 Hz 2 kV, 1 min AC 50 Hz 2 kV, 1 min AC 50 Hz 2 kV AC 50 Hz 2 kV, 1 min AC 50 Hz conforming to IEC 60255-5 2 kV, 1 min AC 50 Hz conforming to IEC 60664-1 2 kV, 1 min AC 50 Hz conforming to IEC 60255-5 2 kV, 1 min AC 50 Hz conforming to IEC 60664-1 2 kV, 1 min AC 50 Hz conforming to IEC 60255-5 2 kV, 1 min AC 50 Hz conforming to IEC 60664-1 2 kV, 1 min AC 50 Hz conforming to IEC 60255-5 2 kV, 1 min AC 50 Hz conforming to IEC 60664-1 2 kV AC 50 Hz 2 kV, 1 min AC 50 Hz 2 kV, 1 min AC 50 Hz 2 kV, 1 min AC 50 Hz 2 kV, 1 min AC 50 Hz conforming to IEC 60255-5 2 kV, 1 min AC 50 Hz conforming to IEC 60664-1 2 kV, 1 min AC 50 Hz conforming to IEC 60255-5 2 kV, 1 min AC 50 Hz conforming to IEC 60664-1 2 kV, 1 min AC 50 Hz conforming to IEC 60255-5 2 kV, 1 min AC 50 Hz conforming to IEC 60664-1 2 kV, 1 min AC 50 Hz 2 kV, 1 min AC 50 Hz 2.5 kV, 1 min AC 50 Hz conforming to IEC 60255-27 2.5 kV, 1 min AC 50 Hz conforming to IEC 60255-27 2.5 kV, 1 min AC 50 Hz conforming to IEC 60255-27 2.5 kV, 1 min AC 50 Hz conforming to IEC 60255-27 2.5 kV, 1 min AC 50 Hz conforming to IEC 60255-27 2.5 kV, 1 min AC 50 Hz conforming to IEC 60255-27 2.5 kV, 1 min AC 50 Hz conforming to IEC 60255-27 2.5 kV, 1 min AC 50 Hz conforming to IEC 60255-27 2.5 kV, 1 min AC 50 Hz conforming to IEC 60255-27 2.5 kV, 1 min AC 50 Hz conforming to IEC 60255-27 2.5 kV, 1 min AC 50 Hz conforming to IEC 60255-27 2.5 kV, 1 min AC 50 Hz conforming to IEC 60255-27 2.5 kV, 1 min AC 50 Hz conforming to IEC 60255-27 2.5 kV, 1 min AC 50 Hz conforming to IEC 60255-27 2.5 kV, 1 min AC 50 Hz conforming to IEC 60255-27 2.5 kV, 1 min AC 50 Hz conforming to IEC 60255-27 2.5 kV, 1 min AC 50 Hz conforming to IEC 60255-27 2.5 kV, 1 min AC 50 Hz conforming to IEC 60255-27 2.5 kV, 1 min AC 50 Hz conforming to IEC 60255-27 2.5 kV, 1 min AC 50 Hz conforming to IEC 60255-27 2.5 kV, 1 min AC 50 Hz conforming to IEC 60255-27 2.5 kV, 1 min AC 50 Hz conforming to IEC 60255-27 2.5 kV 2.5 kV 2.5 kV 2.5 kV 2.5 kV 2.5 kV 2.5 kV 2.5 kV 2.5 kV 2.5 kV 2.5 kV 2.5 kV 2.5 kV 2.5 kV 2.5 kV 2.5 kV 2.5 kV 2.5 kV 2.5 kV 2.5 kV 2.5 kV 2.5 kV 2.5 kV 2.5 kV 2.5 kV 2.5 kV 2.5 kV 2.5 kV 2.5 kV 2.5 kV 2.5 kV 2.5 kV 2.5 kV 2.5 kV 2.5 kV 2.5 kV 2.5 kV 2.5 kV 2.5 kV 2.5 kV 2.5 kV 2.5 kV 2.5 kV 2.5 kV 2.5 kV 2.5 kV 2.5 kV 2.5 kV 2.5 kV 2.5 kV 2.5 kV 2.5 kV 2.5 kV 2.5 kV 2.5 kV 2.5 kV 2.5 kV 2.5 kV
| directives | 89/336/EEC - electromagnetic compatibility 73/23/EEC - low voltage directive 89/336/EEC - electromagnetic compatibility 73/23/EEC - low voltage directive 73/23/EEC - low voltage directive 89/336/EEC - electromagnetic compatibility 73/23/EEC - low voltage directive 89/336/EEC - electromagnetic compatibility 73/23/EEC - low voltage directive 89/336/EEC - electromagnetic compatibility 73/23/EEC - low voltage directive 89/336/EEC - electromagnetic compatibility 73/23/EEC - low voltage directive 89/336/EEC - electromagnetic compatibility 89/336/EEC - electromagnetic compatibility 73/23/EEC - low voltage directive 89/336/EEC - electromagnetic compatibility 73/23/EEC - low voltage directive 73/23/EEC - low voltage directive 89/336/EEC - electromagnetic compatibility 89/336/EEC - electromagnetic compatibility 73/23/EEC - low voltage directive 73/23/EEC - low voltage directive 89/336/EEC - electromagnetic compatibility 73/23/EEC - low voltage directive 89/336/EEC - electromagnetic compatibility 89/336/EEC - electromagnetic compatibility 73/23/EEC - low voltage directive 73/23/EEC - low voltage directive 89/336/EEC - electromagnetic compatibility 73/23/EEC - low voltage directive 89/336/EEC - electromagnetic compatibility 73/23/EEC - low voltage directive 89/336/EEC - electromagnetic compatibility 73/23/EEC - low voltage directive 89/336/EEC - electromagnetic compatibility 73/23/EEC - low voltage directive 89/336/EEC - electromagnetic compatibility 73/23/EEC - low voltage directive 89/336/EEC - electromagnetic compatibility 73/23/EEC - low voltage directive 89/336/EEC - electromagnetic compatibility 2014/30/EU - electromagnetic compatibility 2014/35/EU - low voltage directive 2014/53/EU - radio equipment directive 2015/863/EU - RoHS directive 2006/95/EC - low voltage directive 2004/108/EC - electromagnetic compatibility 2004/108/EC - electromagnetic compatibility 2006/95/EC - low voltage directive 2004/108/EC - electromagnetic compatibility 2006/95/EC - low voltage directive 2006/95/EC - low voltage directive 2004/108/EC - electromagnetic compatibility 2004/108/EC - electromagnetic compatibility 2006/95/EC - low voltage directive 2004/108/EC - electromagnetic compatibility 2006/95/EC - low voltage directive 2006/95/EC - low voltage directive 2004/108/EC - electromagnetic compatibility 2006/95/EC - low voltage directive 2004/108/EC - electromagnetic compatibility 2006/95/EC - low voltage directive 2004/108/EC - electromagnetic compatibility 2006/95/EC - low voltage directive 2004/108/EC - electromagnetic compatibility 2004/108/EC - electromagnetic compatibility 2006/95/EC - low voltage directive 2004/108/EC - electromagnetic compatibility 2006/95/EC - low voltage directive 2004/108/EC - electromagnetic compatibility 2006/95/EC - low voltage directive 2006/95/EC - low voltage directive 2004/108/EC - electromagnetic compatibility 2006/95/EC - low voltage directive 2004/108/EC - electromagnetic compatibility 2006/95/EC - low voltage directive 2004/108/EC - electromagnetic compatibility 2006/95/EC - low voltage directive 2004/108/EC - electromagnetic compatibility 2004/108/EC - electromagnetic compatibility 2006/95/EC - low voltage directive 2004/108/EC - electromagnetic compatibility 2006/95/EC - low voltage directive 2004/108/EC - electromagnetic compatibility 2006/95/EC - low voltage directive 2004/108/EC - electromagnetic compatibility 2006/95/EC - low voltage directive 2004/108/EC - electromagnetic compatibility 2006/95/EC - low voltage directive 2006/95/EC - low voltage directive 2004/108/EC - electromagnetic compatibility 2004/108/EC - electromagnetic compatibility 2006/95/EC - low voltage directive 2006/95/EC - low voltage directive 2004/108/EC - electromagnetic compatibility 2006/95/EC - low voltage directive 2004/108/EC - electromagnetic compatibility 2004/108/EC - electromagnetic compatibility 2006/95/EC - low voltage directive 2004/108/EC - electromagnetic compatibility 2006/95/EC - low voltage directive 2006/95/EC - low voltage directive 2004/108/EC - electromagnetic compatibility 2006/95/EC - low voltage directive 2004/108/EC - electromagnetic compatibility 2006/95/EC - low voltage directive 2004/108/EC - electromagnetic compatibility 2006/95/EC - low voltage directive 2004/108/EC - electromagnetic compatibility 2014/35/EU - low voltage directive 2014/53/EU - radio equipment directive 2014/30/EU - electromagnetic compatibility 73/23/EEC - low voltage directive 89/336/EEC - electromagnetic compatibility 89/336/EEC - electromagnetic compatibility 73/23/EEC - low voltage directive 89/336/EEC - electromagnetic compatibility 73/23/EEC - low voltage directive 73/23/EEC - low voltage directive 89/336/EEC - electromagnetic compatibility 73/23/EEC - low voltage directive 89/336/EEC - electromagnetic compatibility 73/23/EEC - low voltage directive 89/336/EEC - electromagnetic compatibility 73/23/EEC - low voltage directive 89/336/EEC - electromagnetic compatibility 73/23/EEC - low voltage directive 89/336/EEC - electromagnetic compatibility 89/336/EEC - electromagnetic compatibility 73/23/EEC - low voltage directive 73/23/EEC - low voltage directive 89/336/EEC - electromagnetic compatibility 89/336/EEC - electromagnetic compatibility 73/23/EEC - low voltage directive 73/23/EEC - low voltage directive 89/336/EEC - electromagnetic compatibility 89/336/EEC - electromagnetic compatibility 73/23/EEC - low voltage directive 89/336/EEC - electromagnetic compatibility 73/23/EEC - low voltage directive 73/23/EEC - low voltage directive 89/336/EEC - electromagnetic compatibility 73/23/EEC - low voltage directive 89/336/EEC - electromagnetic compatibility 89/336/EEC - electromagnetic compatibility 73/23/EEC - low voltage directive 73/23/EEC - low voltage directive 89/336/EEC - electromagnetic compatibility 89/336/EEC - electromagnetic compatibility 73/23/EEC - low voltage directive 89/336/EEC - electromagnetic compatibility 73/23/EEC - low voltage directive 73/23/EEC - low voltage directive 89/336/EEC - electromagnetic compatibility 73/23/EEC - low voltage directive 89/336/EEC - electromagnetic compatibility 73/23/EEC - low voltage directive 89/336/EEC - electromagnetic compatibility 73/23/EEC - low voltage directive 89/336/EEC - electromagnetic compatibility 73/23/EEC - low voltage directive 89/336/EEC - electromagnetic compatibility 73/23/EEC - low voltage directive 89/336/EEC - electromagnetic compatibility 73/23/EEC - low voltage directive 89/336/EEC - electromagnetic compatibility 89/336/EEC - electromagnetic compatibility 73/23/EEC - low voltage directive 73/23/EEC - low voltage directive 89/336/EEC - electromagnetic compatibility 73/23/EEC - low voltage directive 89/336/EEC - electromagnetic compatibility 89/336/EEC - electromagnetic compatibility 73/23/EEC - low voltage directive 73/23/EEC - low voltage directive 89/336/EEC - electromagnetic compatibility 73/23/EEC - low voltage directive 89/336/EEC - electromagnetic compatibility
| discrete output type | NPN NPN PNP NPN NPN PNP NPN NPN PNP PNP NPN NPN PNP PNP NPN NPN
| disturbance radiated/conducted | Class B 0.15...30 MHz conforming to EN 55022 (EN 55011 group 1) Class B 0.15...30 MHz conforming to EN 55022 (EN 55011 group 1) Class B 0.15...30 MHz conforming to EN 55022 (EN 55011 group 1) Class B 0.15...30 MHz conforming to EN 55022 (EN 55011 group 1) Class B conforming to EN 55022 (EN 55011 group 1) Class B conforming to EN 55022 (EN 55011 group 1) Class B conforming to EN 55022 (EN 55011 group 1) Class B conforming to EN 55022 (EN 55011 group 1) Class B conforming to EN 55022 (EN 55011 group 1) Class B conforming to EN 55022 (EN 55011 group 1) Class B conforming to EN 55022 (EN 55011 group 1) Class B conforming to EN 55022 (EN 55011 group 1) Class B conforming to EN 55022 (EN 55011 group 1) Class B conforming to EN 55022 (EN 55011 group 1) CISPR 11 CISPR 22 group 1 - class B CISPR 11 CISPR 22 group 1 - class B CISPR 22 group 1 - class B CISPR 11 CISPR 11 CISPR 22 group 1 - class B CISPR 11 CISPR 22 group 1 - class B CISPR 22 group 1 - class B CISPR 11 CISPR 22 group 1 - class B CISPR 11 CISPR 22 group 1 - class B CISPR 11 CISPR 11 CISPR 22 group 1 - class B CISPR 11 CISPR 22 group 1 - class B CISPR 22 group 1 - class B CISPR 11 CISPR 22 group 1 - class B CISPR 11 CISPR 11 CISPR 22 group 1 - class B CISPR 11 CISPR 22 group 1 - class B CISPR 22 group 1 - class B CISPR 11 CISPR 22 group 1 - class B CISPR 11 CISPR 11 CISPR 22 group 1 - class B CISPR 11 CISPR 22 group 1 - class B CISPR 11 group 1 - class A CISPR 22 - class A CISPR 22 - class A CISPR 11 group 1 - class A CISPR 22 - class A CISPR 11 group 1 - class A CISPR 22 - class A CISPR 11 group 1 - class A CISPR 22 - class A CISPR 11 group 1 - class A CISPR 22 - class A CISPR 11 group 1 - class A CISPR 11 group 1 - class A CISPR 22 - class A CISPR 22 - class A CISPR 11 group 1 - class A CISPR 22 - class A CISPR 11 group 1 - class A CISPR 22 - class A CISPR 11 group 1 - class A CISPR 22 - class A CISPR 11 group 1 - class A CISPR 22 - class A CISPR 11 group 1 - class A CISPR 22 - class A CISPR 11 group 1 - class A CISPR 11 group 1 - class A CISPR 22 - class A CISPR 22 - class A CISPR 11 group 1 - class A CISPR 22 - class A CISPR 11 group 1 - class A CISPR 11 group 1 - class A CISPR 22 - class A CISPR 22 - class A CISPR 11 group 1 - class A CISPR 11 group 1 - class A CISPR 22 - class A CISPR 11 group 1 - class A CISPR 22 - class A CISPR 22 - class A CISPR 11 group 1 - class A CISPR 11 group 1 - class A CISPR 22 - class A CISPR 22 - class A CISPR 11 group 1 - class A CISPR 11 group 1 - class A CISPR 22 - class A CISPR 11 group 1 - class A CISPR 22 - class A CISPR 11 group 1 - class A CISPR 22 - class A CISPR 11 group 1 - class A CISPR 22 - class A CISPR 22 - class A CISPR 11 group 1 - class A CISPR 11 group 1 - class A CISPR 22 - class A CISPR 11 group 1 - class A CISPR 22 - class A CISPR 11 group 1 - class A CISPR 22 - class A CISPR 22 - class A CISPR 11 group 1 - class A CISPR 22 - class A CISPR 11 group 1 - class A CISPR 22 - class A CISPR 11 group 1 - class A CISPR 22 - class A CISPR 11 group 1 - class A CISPR 22 - class A CISPR 11 group 1 - class A CISPR 11 group 1 - class A CISPR 22 - class A CISPR 11 group 1 - class A CISPR 22 - class A CISPR 11 group 1 - class A CISPR 22 - class A CISPR 11 group 1 - class A CISPR 22 - class A CISPR 22 - class A CISPR 11 group 1 - class A CISPR 11 group 1 - class A CISPR 22 - class A CISPR 11 group 1 - class A CISPR 22 - class A CISPR 11 group 1 - class A CISPR 22 - class A CISPR 11 group 1 - class A CISPR 22 - class A CISPR 22 - class A CISPR 11 group 1 - class A CISPR 22 - class A CISPR 11 group 1 - class A CISPR 11 group 1 - class A CISPR 22 - class A CISPR 22 - class A CISPR 11 group 1 - class A CISPR 22 - class A CISPR 11 group 1 - class A CISPR 11 group 1 - class A CISPR 22 - class A CISPR 22 - class A CISPR 11 group 1 - class A CISPR 22 - class A CISPR 11 group 1 - class A CISPR 22 - class A CISPR 11 group 1 - class A CISPR 11 group 1 - class A CISPR 22 - class A CISPR 11 group 1 - class A CISPR 22 - class A CISPR 11 group 1 - class A CISPR 22 - class A CISPR 22 - class A CISPR 11 group 1 - class A CISPR 22 - class A CISPR 11 group 1 - class A CISPR 22 - class A CISPR 11 group 1 - class A CISPR 11 group 1 - class A CISPR 22 - class A CISPR 22 - class A CISPR 11 group 1 - class A CISPR 22 - class A CISPR 11 group 1 - class A CISPR 22 - class A CISPR 11 group 1 - class A CISPR 11 group 1 - class A CISPR 22 - class A CISPR 22 - class A CISPR 11 group 1 - class A
| electrical shock protection class | Class II conforming to IEC 60536 Class II conforming to IEC 60536 Class II conforming to IEC 60536 Class II conforming to IEC 60536 Class II conforming to IEC 60536 Class II conforming to IEC 60536 Class II conforming to IEC 60536 Class II conforming to IEC 60536 Class II conforming to IEC 60536 Class II conforming to IEC 60536 Class II conforming to IEC 60536 Class II conforming to IEC 60536 Class II conforming to IEC 60536 Class II conforming to IEC 60536 Class II conforming to IEC 60536 Class II conforming to IEC 60536 Class II conforming to IEC 60536 Class II conforming to IEC 60536 Class II conforming to IEC 60536 Class II conforming to IEC 60536 Class II conforming to IEC 60536 Class II conforming to IEC 60536 Class II conforming to IEC 60536 Class II conforming to IEC 60536 Class II conforming to EN/IEC 61140 Class II conforming to EN/IEC 61140 Class II conforming to EN/IEC 61140 Class I aluminium tube mounting conforming to IEC 60947-1 Class I aluminium tube mounting conforming to IEC 60947-5-1 Class I aluminium tube mounting conforming to IEC 61140 Class I aluminium tube mounting conforming to IEC 60947-1 Class I aluminium tube mounting conforming to IEC 60947-5-1 Class I aluminium tube mounting conforming to IEC 61140 Class I aluminium tube mounting conforming to IEC 60947-1 Class I aluminium tube mounting conforming to IEC 60947-5-1 Class I aluminium tube mounting conforming to IEC 61140 Class I aluminium tube mounting conforming to IEC 60947-1 Class I aluminium tube mounting conforming to IEC 60947-5-1 Class I aluminium tube mounting conforming to IEC 61140 Class I on support tube conforming to IEC 61140 Class II on base unit conforming to IEC 61140 Class I on support tube conforming to IEC 61140 Class II on base unit conforming to IEC 61140 Class II conforming to IEC 60536 Class II conforming to IEC 60536 Class II conforming to IEC 60536 Class II conforming to IEC 60536 Class II conforming to IEC 60536 Class II conforming to IEC 60536 Class II conforming to IEC 60536 Class II conforming to IEC 60536 Class II conforming to IEC 60536 Class II conforming to IEC 60536 Class II conforming to IEC 60536 Class II conforming to IEC 60536 Class II conforming to IEC 60536 Class II conforming to IEC 60536 Class II conforming to IEC 60536 Class II conforming to IEC 60536 Class II conforming to IEC 60536 Class II conforming to IEC 60536 Class II conforming to IEC 60536 Class II conforming to IEC 60536 Class II conforming to IEC 60536 Class II conforming to IEC 60536 Class II conforming to IEC 60536 Class II conforming to IEC 60536 Class I on support tube, with metal fixing plate conforming to IEC 60536 Class II on support tube, with plastic fixing plate conforming to IEC 60536 Class I on support tube, with metal fixing plate conforming to IEC 60536 Class II on support tube, with plastic fixing plate conforming to IEC 60536 Class I on support tube, with metal fixing plate conforming to IEC 60536 Class II on support tube, with plastic fixing plate conforming to IEC 60536 Class I on support tube, with metal fixing plate conforming to IEC 60536 Class II on support tube, with plastic fixing plate conforming to IEC 60536 Class I on support tube, with metal fixing plate conforming to IEC 60536 Class II on support tube, with plastic fixing plate conforming to IEC 60536 Class I on support tube, with metal fixing plate conforming to IEC 60536 Class II on support tube, with plastic fixing plate conforming to IEC 60536 Class I on support tube, with metal fixing plate conforming to IEC 60536 Class II on support tube, with plastic fixing plate conforming to IEC 60536 Class I on support tube, with metal fixing plate conforming to IEC 60536 Class II on support tube, with plastic fixing plate conforming to IEC 60536 Class I on support tube, with metal fixing plate conforming to IEC 60536 Class II on support tube, with plastic fixing plate conforming to IEC 60536 Class I on support tube, with metal fixing plate conforming to IEC 60536 Class II on support tube, with plastic fixing plate conforming to IEC 60536 Class I on support tube, with metal fixing plate conforming to IEC 60536 Class II on support tube, with plastic fixing plate conforming to IEC 60536 Class I on support tube, with metal fixing plate conforming to IEC 60536 Class II on support tube, with plastic fixing plate conforming to IEC 60536 Class I on support tube, with metal fixing plate conforming to IEC 60536 Class II on support tube, with plastic fixing plate conforming to IEC 60536 Class I on support tube, with metal fixing plate conforming to IEC 60536 Class II on support tube, with plastic fixing plate conforming to IEC 60536 Class I on support tube, with metal fixing plate conforming to IEC 60536 Class II on support tube, with plastic fixing plate conforming to IEC 60536 Class I on support tube, with metal fixing plate conforming to IEC 60536 Class II on support tube, with plastic fixing plate conforming to IEC 60536 Class I on support tube, with metal fixing plate conforming to IEC 60536 Class II on support tube, with plastic fixing plate conforming to IEC 60536 Class I on support tube, with metal fixing plate conforming to IEC 60536 Class II on support tube, with plastic fixing plate conforming to IEC 60536 Class I on support tube, with metal fixing plate conforming to IEC 60536 Class II on support tube, with plastic fixing plate conforming to IEC 60536 Class I on support tube, with metal fixing plate conforming to IEC 60536 Class II on support tube, with plastic fixing plate conforming to IEC 60536 Class I on support tube, with metal fixing plate conforming to IEC 60536 Class II on base unit conforming to IEC 60536 Class II on support tube, with plastic fixing plate conforming to IEC 60536 Class I on support tube, with metal fixing plate conforming to IEC 60536 Class II on base unit conforming to IEC 60536 Class II on support tube, with plastic fixing plate conforming to IEC 60536 Class I on support tube, with metal fixing plate conforming to IEC 60536 Class II on base unit conforming to IEC 60536 Class II on support tube, with plastic fixing plate conforming to IEC 60536 Class I on support tube, with metal fixing plate conforming to IEC 60536 Class II on base unit conforming to IEC 60536 Class II on support tube, with plastic fixing plate conforming to IEC 60536 Class I on support tube, with metal fixing plate conforming to IEC 60536 Class II on base unit conforming to IEC 60536 Class II on support tube, with plastic fixing plate conforming to IEC 60536 Class I on support tube, with metal fixing plate conforming to IEC 60536 Class II on base unit conforming to IEC 60536 Class II on support tube, with plastic fixing plate conforming to IEC 60536 Class I on support tube, with metal fixing plate conforming to IEC 60536 Class II on base unit conforming to IEC 60536 Class II on support tube, with plastic fixing plate conforming to IEC 60536 Class I on support tube, with metal fixing plate conforming to IEC 60536 Class II on base unit conforming to IEC 60536 Class II on support tube, with plastic fixing plate conforming to IEC 60536 Class I on support tube, with metal fixing plate conforming to IEC 60536 Class II on base unit conforming to IEC 60536 Class II on support tube, with plastic fixing plate conforming to IEC 60536 Class I on support tube, with metal fixing plate conforming to IEC 60536 Class II on base unit conforming to IEC 60536 Class II on support tube, with plastic fixing plate conforming to IEC 60536 Class I on support tube, with metal fixing plate conforming to IEC 60536 Class II on base unit conforming to IEC 60536 Class II on support tube, with plastic fixing plate conforming to IEC 60536 Class I on support tube, with metal fixing plate conforming to IEC 60536 Class II on base unit conforming to IEC 60536 Class II on support tube, with plastic fixing plate conforming to IEC 60536 Class I on support tube, with metal fixing plate conforming to IEC 60536 Class II on base unit conforming to IEC 60536 Class II on support tube, with plastic fixing plate conforming to IEC 60536 Class I on support tube, with metal fixing plate conforming to IEC 60536 Class II on base unit conforming to IEC 60536 Class II on support tube, with plastic fixing plate conforming to IEC 60536 Class I on support tube, with metal fixing plate conforming to IEC 60536 Class II on base unit conforming to IEC 60536 Class II on support tube, with plastic fixing plate conforming to IEC 60536 Class I on support tube, with metal fixing plate conforming to IEC 60536 Class II on base unit conforming to IEC 60536 Class II on support tube, with plastic fixing plate conforming to IEC 60536 Class I on support tube, with metal fixing plate conforming to IEC 60536 Class II on base unit conforming to IEC 60536 Class II on support tube, with plastic fixing plate conforming to IEC 60536 Class I on support tube, with metal fixing plate conforming to IEC 60536 Class II on base unit conforming to IEC 60536 Class II on support tube, with plastic fixing plate conforming to IEC 60536 Class I on support tube, with metal fixing plate conforming to IEC 60536 Class II on base unit conforming to IEC 60536 Class II on support tube, with plastic fixing plate conforming to IEC 60536 Class I on support tube, with metal fixing plate conforming to IEC 60536 Class II on base unit conforming to IEC 60536 Class II on support tube, with plastic fixing plate conforming to IEC 60536 Class I on support tube, with metal fixing plate conforming to IEC 60536 Class II on base unit conforming to IEC 60536 Class II on support tube, with plastic fixing plate conforming to IEC 60536 Class I on support tube, with metal fixing plate conforming to IEC 60536 Class II on base unit conforming to IEC 60536 Class II on support tube, with plastic fixing plate conforming to IEC 60536 Class I on support tube, with metal fixing plate conforming to IEC 60536 Class II on base unit conforming to IEC 60536 Class II on support tube, with plastic fixing plate conforming to IEC 60536 Class I on support tube, with metal fixing plate conforming to IEC 60536 Class II on base unit conforming to IEC 60536 Class II on support tube, with plastic fixing plate conforming to IEC 60536 Class I on support tube, with metal fixing plate conforming to IEC 60536 Class II on base unit conforming to IEC 60536 Class II on support tube, with plastic fixing plate conforming to IEC 60536 Class I on support tube, with metal fixing plate conforming to IEC 60536 Class II on base unit conforming to IEC 60536 Class II on support tube, with plastic fixing plate conforming to IEC 60536 Class I on support tube, with metal fixing plate conforming to IEC 60536 Class II on base unit conforming to IEC 60536 Class II on support tube, with plastic fixing plate conforming to IEC 60536 Class I on support tube, with metal fixing plate conforming to IEC 60536 Class II on base unit conforming to IEC 60536 Class II on support tube, with plastic fixing plate conforming to IEC 60536 Class I aluminium tube mounting conforming to IEC 61140 Class I plastic tube mounting conforming to IEC 61140 Class I aluminium tube mounting conforming to IEC 61140 Class I plastic tube mounting conforming to IEC 61140 Class I aluminium tube mounting conforming to IEC 61140 Class I plastic tube mounting conforming to IEC 61140 Class I aluminium tube mounting conforming to IEC 61140 Class I plastic tube mounting conforming to IEC 61140 Class I aluminium tube mounting conforming to IEC 61140 Class I plastic tube mounting conforming to IEC 61140 Class I aluminium tube mounting conforming to IEC 61140 Class I plastic tube mounting conforming to IEC 61140 Class I aluminium tube mounting conforming to IEC 61140 Class I plastic tube mounting conforming to IEC 61140 Class I aluminium tube mounting conforming to IEC 61140 Class I plastic tube mounting conforming to IEC 61140 Class I aluminium tube mounting conforming to IEC 61140 Class I plastic tube mounting conforming to IEC 61140 Class I aluminium tube mounting conforming to IEC 61140 Class I plastic tube mounting conforming to IEC 61140 Class I aluminium tube mounting conforming to IEC 61140 Class I plastic tube mounting conforming to IEC 61140 Class I aluminium tube mounting conforming to IEC 61140 Class I plastic tube mounting conforming to IEC 61140 Class I aluminium tube mounting conforming to IEC 61140 Class I plastic tube mounting conforming to IEC 61140 Class I aluminium tube mounting conforming to IEC 61140 Class I plastic tube mounting conforming to IEC 61140 Class I aluminium tube mounting conforming to IEC 61140 Class I plastic tube mounting conforming to IEC 61140 Class I aluminium tube mounting conforming to IEC 61140 Class I plastic tube mounting conforming to IEC 61140 Class I aluminium tube mounting conforming to IEC 61140 Class I plastic tube mounting conforming to IEC 61140 Class I aluminium tube mounting conforming to IEC 61140 Class I plastic tube mounting conforming to IEC 61140 Class I aluminium tube mounting conforming to IEC 61140 Class I plastic tube mounting conforming to IEC 61140 Class I aluminium tube mounting conforming to IEC 61140 Class I plastic tube mounting conforming to IEC 61140 Class I aluminium tube mounting conforming to IEC 61140 Class I plastic tube mounting conforming to IEC 61140 Class I aluminium tube mounting conforming to IEC 61140 Class I plastic tube mounting conforming to IEC 61140 Class I aluminium tube mounting conforming to IEC 61140 Class I plastic tube mounting conforming to IEC 61140 Class I aluminium tube mounting conforming to IEC 61140 Class I plastic tube mounting conforming to IEC 61140 Class I aluminium tube mounting conforming to IEC 61140 Class I plastic tube mounting conforming to IEC 61140 Class I aluminium tube mounting conforming to IEC 61140 Class I plastic tube mounting conforming to IEC 61140 Class I aluminium tube mounting conforming to IEC 61140 Class I plastic tube mounting conforming to IEC 61140 Class I aluminium tube mounting conforming to IEC 61140 Class I plastic tube mounting conforming to IEC 61140 Class I aluminium tube mounting conforming to IEC 61140 Class I plastic tube mounting conforming to IEC 61140 Class I aluminium tube mounting conforming to IEC 61140 Class I plastic tube mounting conforming to IEC 61140 Class I aluminium tube mounting conforming to IEC 61140 Class I plastic tube mounting conforming to IEC 61140 Class I aluminium tube mounting conforming to IEC 61140 Class I plastic tube mounting conforming to IEC 61140 Class I aluminium tube mounting conforming to IEC 61140 Class I plastic tube mounting conforming to IEC 61140 Class I aluminium tube mounting conforming to IEC 61140 Class I plastic tube mounting conforming to IEC 61140 Class I aluminium tube mounting conforming to IEC 61140 Class I plastic tube mounting conforming to IEC 61140 Class I on support tube conforming to IEC 61140 Class II on base unit conforming to IEC 61140 Class I on support tube conforming to IEC 61140 Class II on base unit conforming to IEC 61140 Class I on support tube conforming to IEC 61140 Class II on base unit conforming to IEC 61140 Class I on support tube conforming to IEC 61140 Class II on base unit conforming to IEC 61140 Class I on support tube conforming to IEC 61140 Class II on base unit conforming to IEC 61140 Class I on support tube conforming to IEC 61140 Class II on base unit conforming to IEC 61140 Class I on support tube conforming to IEC 61140 Class II on base unit conforming to IEC 61140 Class I on support tube conforming to IEC 61140 Class II on base unit conforming to IEC 61140 Class I on support tube conforming to IEC 61140 Class II on base unit conforming to IEC 61140 Class I on support tube conforming to IEC 61140 Class II on base unit conforming to IEC 61140 Class I on support tube conforming to IEC 61140 Class II on base unit conforming to IEC 61140 Class I on support tube conforming to IEC 61140 Class II on base unit conforming to IEC 61140 Class I on support tube conforming to IEC 61140 Class II on base unit conforming to IEC 61140 Class I on support tube conforming to IEC 61140 Class II on base unit conforming to IEC 61140 Class I on support tube conforming to IEC 61140 Class II on base unit conforming to IEC 61140 Class I on support tube conforming to IEC 61140 Class II on base unit conforming to IEC 61140 Class I on support tube conforming to IEC 61140 Class II on base unit conforming to IEC 61140 Class I on support tube conforming to IEC 61140 Class II on base unit conforming to IEC 61140 Class I on support tube conforming to IEC 61140 Class II on base unit conforming to IEC 61140 Class I on support tube conforming to IEC 61140 Class II on base unit conforming to IEC 61140 Class I on support tube conforming to IEC 61140 Class II on base unit conforming to IEC 61140 Class I on support tube conforming to IEC 61140 Class II on base unit conforming to IEC 61140 Class I on support tube conforming to IEC 61140 Class II on base unit conforming to IEC 61140 Class I on support tube conforming to IEC 61140 Class II on base unit conforming to IEC 61140 Class I on support tube conforming to IEC 61140 Class II on base unit conforming to IEC 61140 Class I on support tube conforming to IEC 61140 Class II on base unit conforming to IEC 61140 Class I on support tube conforming to IEC 61140 Class II on base unit conforming to IEC 61140 Class I on support tube conforming to IEC 61140 Class II on base unit conforming to IEC 61140 Class I on support tube conforming to IEC 61140 Class II on base unit conforming to IEC 61140 Class I on support tube conforming to IEC 61140 Class II on base unit conforming to IEC 61140 Class I on support tube conforming to IEC 61140 Class II on base unit conforming to IEC 61140 Class I on support tube conforming to IEC 61140 Class II on base unit conforming to IEC 61140 Class I on support tube conforming to IEC 61140 Class II on base unit conforming to IEC 61140 Class I on support tube conforming to IEC 61140 Class II on base unit conforming to IEC 61140 Class I on support tube conforming to IEC 61140 Class II on base unit conforming to IEC 61140 Class I on support tube conforming to IEC 61140 Class II on base unit conforming to IEC 61140 Class I on support tube conforming to IEC 61140 Class II on base unit conforming to IEC 61140 Class I on support tube conforming to IEC 61140 Class II on base unit conforming to IEC 61140 Class I on support tube conforming to IEC 61140 Class II on base unit conforming to IEC 61140 Class I on support tube conforming to IEC 61140 Class II on base unit conforming to IEC 61140 Class I on support tube conforming to IEC 61140 Class II on base unit conforming to IEC 61140 Class I on support tube conforming to IEC 61140 Class II on base unit conforming to IEC 61140 Class I on support tube conforming to IEC 61140 Class II on base unit conforming to IEC 61140 Class I on support tube conforming to IEC 61140 Class II on base unit conforming to IEC 61140 Class I on support tube conforming to IEC 61140 Class II on base unit conforming to IEC 61140 Class I on support tube conforming to IEC 61140 Class II on base unit conforming to IEC 61140 Class I on support tube conforming to IEC 61140 Class II on base unit conforming to IEC 61140 Class I on support tube conforming to IEC 61140 Class II on base unit conforming to IEC 61140 Class I on support tube conforming to IEC 61140 Class II on base unit conforming to IEC 61140 Class I on support tube conforming to IEC 61140 Class II on base unit conforming to IEC 61140 Class I on support tube conforming to IEC 61140 Class II on base unit conforming to IEC 61140 Class I on support tube conforming to IEC 61140 Class II on base unit conforming to IEC 61140 Class I on support tube conforming to IEC 61140 Class II on base unit conforming to IEC 61140 Class I on support tube conforming to IEC 61140 Class II on base unit conforming to IEC 61140 Class I on support tube conforming to IEC 61140 Class II on base unit conforming to IEC 61140 Class I on support tube conforming to IEC 61140 Class II on base unit conforming to IEC 61140 Class I on support tube conforming to IEC 61140 Class II on base unit conforming to IEC 61140 Class I on support tube conforming to IEC 61140 Class II on base unit conforming to IEC 61140 Class I on support tube conforming to IEC 61140 Class II on base unit conforming to IEC 61140 Class I on support tube conforming to IEC 61140 Class II on base unit conforming to IEC 61140 Class I on support tube conforming to IEC 61140 Class II on base unit conforming to IEC 61140 Class I on support tube conforming to IEC 61140 Class II on base unit conforming to IEC 61140 Class I on support tube conforming to IEC 61140 Class II on base unit conforming to IEC 61140 Class I on support tube conforming to IEC 61140 Class II on base unit conforming to IEC 61140 Class I on support tube conforming to IEC 61140 Class II on base unit conforming to IEC 61140 Class I on support tube conforming to IEC 61140 Class II on base unit conforming to IEC 61140 Class I on support tube conforming to IEC 61140 Class II on base unit conforming to IEC 61140 Class I on support tube conforming to IEC 61140 Class II on base unit conforming to IEC 61140 Class I on support tube conforming to IEC 61140 Class II on base unit conforming to IEC 61140 Class I on support tube conforming to IEC 61140 Class II on base unit conforming to IEC 61140 Class I on support tube conforming to IEC 61140 Class II on base unit conforming to IEC 61140 Class I on support tube conforming to IEC 61140 Class II on base unit conforming to IEC 61140 Class I on support tube conforming to IEC 61140 Class II on base unit conforming to IEC 61140 Class I on support tube conforming to IEC 61140 Class II on base unit conforming to IEC 61140 Class I on support tube conforming to IEC 61140 Class II on base unit conforming to IEC 61140 Class I on support tube conforming to IEC 61140 Class II on base unit conforming to IEC 61140 Class I on support tube conforming to IEC 61140 Class II on base unit conforming to IEC 61140 Class I on support tube conforming to IEC 61140 Class II on base unit conforming to IEC 61140 Class I on support tube conforming to IEC 61140 Class II on base unit conforming to IEC 61140 Class I on support tube conforming to IEC 61140 Class II on base unit conforming to IEC 61140 Class I on support tube conforming to IEC 61140 Class II on base unit conforming to IEC 61140 Class I on support tube conforming to IEC 61140 Class II on base unit conforming to IEC 61140 Class I on support tube conforming to IEC 61140 Class II on base unit conforming to IEC 61140 Class I on support tube conforming to IEC 61140 Class II on base unit conforming to IEC 61140 Class I on support tube conforming to IEC 61140 Class II on base unit conforming to IEC 61140 Class I on support tube conforming to IEC 61140 Class II on base unit conforming to IEC 61140 Class I on support tube conforming to IEC 61140 Class II on base unit conforming to IEC 61140 Class I on support tube conforming to IEC 61140 Class II on base unit conforming to IEC 61140 Class I on support tube conforming to IEC 61140 Class II on base unit conforming to IEC 61140 Class I on support tube conforming to IEC 61140 Class II on base unit conforming to IEC 61140 Class I on support tube conforming to IEC 61140 Class II on base unit conforming to IEC 61140 Class I on support tube conforming to IEC 61140 Class II on base unit conforming to IEC 61140 Class I on support tube conforming to IEC 61140 Class II on base unit conforming to IEC 61140 Class I on support tube conforming to IEC 61140 Class II on base unit conforming to IEC 61140 Class I on support tube conforming to IEC 61140 Class II on base unit conforming to IEC 61140 Class I on support tube conforming to IEC 61140 Class II on base unit conforming to IEC 61140 Class I on support tube conforming to IEC 61140 Class II on base unit conforming to IEC 61140 Class I on support tube conforming to IEC 61140 Class II on base unit conforming to IEC 61140 Class I on support tube conforming to IEC 61140 Class II on base unit conforming to IEC 61140 Class I on support tube conforming to IEC 61140 Class II on base unit conforming to IEC 61140 Class I on support tube conforming to IEC 61140 Class II on base unit conforming to IEC 61140 Class I on support tube conforming to IEC 61140 Class II on base unit conforming to IEC 61140 Class I on support tube conforming to IEC 61140 Class II on base unit conforming to IEC 61140 Class I on support tube conforming to IEC 61140 Class II on base unit conforming to IEC 61140 Class I on support tube conforming to IEC 61140 Class II on base unit conforming to IEC 61140 Class I on support tube conforming to IEC 61140 Class II on base unit conforming to IEC 61140 Class I on support tube conforming to IEC 61140 Class II on base unit conforming to IEC 61140 Class I on support tube conforming to IEC 61140 Class II on base unit conforming to IEC 61140 Class I on support tube conforming to IEC 61140 Class II on base unit conforming to IEC 61140 Class I on support tube conforming to IEC 61140 Class II on base unit conforming to IEC 61140 Class I on support tube conforming to IEC 61140 Class II on base unit conforming to IEC 61140 Class I on support tube conforming to IEC 61140 Class II on base unit conforming to IEC 61140 Class I on support tube conforming to IEC 61140 Class II on base unit conforming to IEC 61140 Class I on support tube conforming to IEC 61140 Class II on base unit conforming to IEC 61140 Class I on support tube conforming to IEC 61140 Class II on base unit conforming to IEC 61140 Class I on support tube conforming to IEC 61140 Class II on base unit conforming to IEC 61140 Class I on support tube conforming to IEC 61140 Class II on base unit conforming to IEC 61140 Class I on support tube conforming to IEC 61140 Class II on base unit conforming to IEC 61140 Class I on support tube conforming to IEC 61140 Class II on base unit conforming to IEC 61140 Class I on support tube conforming to IEC 61140 Class II on base unit conforming to IEC 61140 Class I on support tube conforming to IEC 61140 Class II on base unit conforming to IEC 61140 Class I on support tube conforming to IEC 61140 Class II on base unit conforming to IEC 61140 Class I on support tube conforming to IEC 61140 Class II on base unit conforming to IEC 61140 Class I on support tube conforming to IEC 61140 Class II on base unit conforming to IEC 61140 Class I on support tube conforming to IEC 61140 Class II on base unit conforming to IEC 61140 Class I on support tube conforming to IEC 61140 Class II on base unit conforming to IEC 61140 Class I on support tube conforming to IEC 61140 Class II on base unit conforming to IEC 61140
| electromagnetic compatibility | Emission standard for industrial environments conforming to EN/IEC 61000-6-4 Emission standard for residential, commercial and light-industrial environments conforming to EN/IEC 61000-6-3 Immunity for industrial environments conforming to NF EN/IEC 61000-6-2 Emission standard for industrial environments conforming to EN/IEC 61000-6-4 Emission standard for residential, commercial and light-industrial environments conforming to EN/IEC 61000-6-3 Immunity for industrial environments conforming to EN/IEC 61000-6-2 Emission standard for industrial environments conforming to EN/IEC 61000-6-4 Emission standard for residential, commercial and light-industrial environments conforming to EN/IEC 61000-6-3 Immunity for industrial environments conforming to EN/IEC 61000-6-2 Emission standard for industrial environments conforming to EN/IEC 61000-6-4 Emission standard for residential, commercial and light-industrial environments conforming to EN/IEC 61000-6-3 Immunity for industrial environments conforming to EN/IEC 61000-6-2 Emission standard for industrial environments conforming to EN/IEC 61000-6-4 Emission standard for residential, commercial and light-industrial environments conforming to EN/IEC 61000-6-3 Immunity for industrial environments conforming to EN/IEC 61000-6-2 Emission standard for industrial environments conforming to EN/IEC 61000-6-4 Emission standard for residential, commercial and light-industrial environments conforming to EN/IEC 61000-6-3 Immunity for industrial environments conforming to EN/IEC 61000-6-2 Emission standard for industrial environments conforming to EN/IEC 61000-6-4 Emission standard for residential, commercial and light-industrial environments conforming to EN/IEC 61000-6-3 Immunity for industrial environments conforming to EN/IEC 61000-6-2 Emission standard for industrial environments conforming to EN/IEC 61000-6-4 Emission standard for residential, commercial and light-industrial environments conforming to EN/IEC 61000-6-3 Immunity for industrial environments conforming to NF EN/IEC 61000-6-2 Emission standard for industrial environments conforming to EN/IEC 61000-6-4 Emission standard for residential, commercial and light-industrial environments conforming to EN/IEC 61000-6-3 Immunity for industrial environments conforming to NF EN/IEC 61000-6-2 Emission standard for industrial environments conforming to EN/IEC 61000-6-4 Emission standard for residential, commercial and light-industrial environments conforming to EN/IEC 61000-6-3 Immunity for industrial environments conforming to NF EN/IEC 61000-6-2 Emission standard for industrial environments conforming to EN/IEC 61000-6-4 Emission standard for residential, commercial and light-industrial environments conforming to EN/IEC 61000-6-3 Immunity for industrial environments conforming to NF EN/IEC 61000-6-2 Emission standard for industrial environments conforming to EN/IEC 61000-6-4 Emission standard for residential, commercial and light-industrial environments conforming to EN/IEC 61000-6-3 Immunity for industrial environments conforming to NF EN/IEC 61000-6-2 Emission standard for industrial environments conforming to EN/IEC 61000-6-4 Emission standard for residential, commercial and light-industrial environments conforming to EN/IEC 61000-6-3 Immunity for industrial environments conforming to NF EN/IEC 61000-6-2 Emission standard for industrial environments conforming to EN/IEC 61000-6-4 Emission standard for residential, commercial and light-industrial environments conforming to EN/IEC 61000-6-3 Immunity for industrial environments conforming to NF EN/IEC 61000-6-2 Emission standard for industrial environments conforming to EN/IEC 61000-6-4 Emission standard for residential, commercial and light-industrial environments conforming to EN/IEC 61000-6-3 Immunity for industrial environments conforming to NF EN/IEC 61000-6-2 Emission standard for industrial environments conforming to EN/IEC 61000-6-4 Emission standard for residential, commercial and light-industrial environments conforming to EN/IEC 61000-6-3 Immunity for industrial environments conforming to NF EN/IEC 61000-6-2 Emission standard for industrial environments conforming to EN/IEC 61000-6-4 Emission standard for residential, commercial and light-industrial environments conforming to EN/IEC 61000-6-3 Immunity for industrial environments conforming to NF EN/IEC 61000-6-2 Emission standard for industrial environments conforming to EN/IEC 61000-6-4 Emission standard for residential, commercial and light-industrial environments conforming to EN/IEC 61000-6-3 Immunity for industrial environments conforming to NF EN/IEC 61000-6-2 Emission standard for industrial environments conforming to EN/IEC 61000-6-4 Emission standard for residential, commercial and light-industrial environments conforming to EN/IEC 61000-6-3 Immunity for industrial environments conforming to NF EN/IEC 61000-6-2 Emission standard for industrial environments conforming to EN/IEC 61000-6-4 Emission standard for residential, commercial and light-industrial environments conforming to EN/IEC 61000-6-3 Immunity for industrial environments conforming to NF EN/IEC 61000-6-2 Emission standard for industrial environments conforming to EN/IEC 61000-6-4 Emission standard for residential, commercial and light-industrial environments conforming to EN/IEC 61000-6-3 Immunity for industrial environments conforming to NF EN/IEC 61000-6-2 Emission standard for industrial environments conforming to EN/IEC 61000-6-4 Emission standard for residential, commercial and light-industrial environments conforming to EN/IEC 61000-6-3 Immunity for industrial environments conforming to NF EN/IEC 61000-6-2 Emission standard for industrial environments conforming to EN/IEC 61000-6-4 Emission standard for residential, commercial and light-industrial environments conforming to EN/IEC 61000-6-3 Immunity for industrial environments conforming to NF EN/IEC 61000-6-2 Emission standard for industrial environments conforming to EN/IEC 61000-6-4 Emission standard for residential, commercial and light-industrial environments conforming to EN/IEC 61000-6-3 Immunity for industrial environments conforming to NF EN/IEC 61000-6-2 Emission standard for industrial environments conforming to EN/IEC 61000-6-4 Emission standard for residential, commercial and light-industrial environments conforming to EN/IEC 61000-6-3 Immunity for industrial environments conforming to EN/IEC 61000-6-2 Emission standard for industrial environments conforming to EN/IEC 61000-6-4 Emission standard for residential, commercial and light-industrial environments conforming to EN/IEC 61000-6-3 Immunity for industrial environments conforming to EN/IEC 61000-6-2 Emission standard for industrial environments conforming to EN/IEC 61000-6-4 Emission standard for residential, commercial and light-industrial environments conforming to EN/IEC 61000-6-3 Immunity for industrial environments conforming to EN/IEC 61000-6-2 Emission standard for industrial environments conforming to EN/IEC 61000-6-4 Emission standard for residential, commercial and light-industrial environments conforming to EN/IEC 61000-6-3 Immunity for industrial environments conforming to NF EN/IEC 61000-6-2 Emission standard for industrial environments conforming to EN/IEC 61000-6-4 Emission standard for residential, commercial and light-industrial environments conforming to EN/IEC 61000-6-3 Immunity for industrial environments conforming to NF EN/IEC 61000-6-2 Emission standard for industrial environments conforming to EN/IEC 61000-6-4 Emission standard for residential, commercial and light-industrial environments conforming to EN/IEC 61000-6-3 Immunity for industrial environments conforming to NF EN/IEC 61000-6-2 Emission standard for industrial environments conforming to EN/IEC 61000-6-4 Emission standard for residential, commercial and light-industrial environments conforming to EN/IEC 61000-6-3 Immunity for industrial environments conforming to NF EN/IEC 61000-6-2 Emission standard for industrial environments conforming to EN/IEC 61000-6-4 Emission standard for residential, commercial and light-industrial environments conforming to EN/IEC 61000-6-3 Immunity for industrial environments conforming to NF EN/IEC 61000-6-2 Immunity for residential, commercial and light-industrial environments conforming to EN/IEC 61000-6-1 Immunity for industrial environments conforming to EN/IEC 61000-6-2 Emission standard for residential, commercial and light-industrial environments conforming to EN/IEC 61000-6-3 Emission standard for industrial environments conforming to EN/IEC 61000-6-4 Electrostatic discharge - test level: 6 kV level 3 (contact discharge) conforming to IEC 61000-4-2 Electrostatic discharge - test level: 8 kV level 3 (air discharge) conforming to IEC 61000-4-2 Radiated radio-frequency electromagnetic field immunity test - test level: 10 V/m level 3 conforming to IEC 61000-4-3 Electrical fast transient/burst immunity test - test level: 4 kV level 4 (direct) conforming to IEC 61000-4-4 Electrical fast transient/burst immunity test - test level: 2 kV level 4 (capacitive coupling) conforming to IEC 61000-4-4 Surge immunity test - test level: 4 kV level 4 (common mode) conforming to IEC 61000-4-5 Surge immunity test - test level: 2 kV level 4 (differential mode) conforming to IEC 61000-4-5 Conducted and radiated emissions class B group 1 conforming to CISPR 11 Conducted and radiated emissions class B conforming to CISPR 22 Immunity for residential, commercial and light-industrial environments conforming to EN/IEC 61000-6-1 Immunity for industrial environments conforming to EN/IEC 61000-6-2 Emission standard for residential, commercial and light-industrial environments conforming to EN/IEC 61000-6-3 Emission standard for industrial environments conforming to EN/IEC 61000-6-4 Electrostatic discharge - test level: 6 kV level 3 (contact discharge) conforming to IEC 61000-4-2 Electrostatic discharge - test level: 8 kV level 3 (air discharge) conforming to IEC 61000-4-2 Radiated radio-frequency electromagnetic field immunity test - test level: 10 V/m level 3 conforming to IEC 61000-4-3 Electrical fast transient/burst immunity test - test level: 4 kV level 4 (direct) conforming to IEC 61000-4-4 Electrical fast transient/burst immunity test - test level: 2 kV level 4 (capacitive coupling) conforming to IEC 61000-4-4 Surge immunity test - test level: 4 kV level 4 (common mode) conforming to IEC 61000-4-5 Surge immunity test - test level: 2 kV level 4 (differential mode) conforming to IEC 61000-4-5 Conducted and radiated emissions class B group 1 conforming to CISPR 11 Conducted and radiated emissions class B conforming to CISPR 22 Immunity for residential, commercial and light-industrial environments conforming to EN/IEC 61000-6-1 Immunity for industrial environments conforming to EN/IEC 61000-6-2 Emission standard for residential, commercial and light-industrial environments conforming to EN/IEC 61000-6-3 Emission standard for industrial environments conforming to EN/IEC 61000-6-4 Electrostatic discharge - test level: 6 kV level 3 (contact discharge) conforming to IEC 61000-4-2 Electrostatic discharge - test level: 8 kV level 3 (air discharge) conforming to IEC 61000-4-2 Radiated radio-frequency electromagnetic field immunity test - test level: 10 V/m level 3 conforming to IEC 61000-4-3 Electrical fast transient/burst immunity test - test level: 4 kV level 4 (direct) conforming to IEC 61000-4-4 Electrical fast transient/burst immunity test - test level: 2 kV level 4 (capacitive coupling) conforming to IEC 61000-4-4 Surge immunity test - test level: 4 kV level 4 (common mode) conforming to IEC 61000-4-5 Surge immunity test - test level: 2 kV level 4 (differential mode) conforming to IEC 61000-4-5 Conducted and radiated emissions class B group 1 conforming to CISPR 11 Conducted and radiated emissions class B conforming to CISPR 22 Immunity for residential, commercial and light-industrial environments conforming to EN/IEC 61000-6-1 Immunity for industrial environments conforming to EN/IEC 61000-6-2 Emission standard for residential, commercial and light-industrial environments conforming to EN/IEC 61000-6-3 Emission standard for industrial environments conforming to EN/IEC 61000-6-4 Electrostatic discharge - test level: 6 kV level 3 (contact discharge) conforming to IEC 61000-4-2 Electrostatic discharge - test level: 8 kV level 3 (air discharge) conforming to IEC 61000-4-2 Radiated radio-frequency electromagnetic field immunity test - test level: 10 V/m level 3 conforming to IEC 61000-4-3 Electrical fast transient/burst immunity test - test level: 4 kV level 4 (direct) conforming to IEC 61000-4-4 Electrical fast transient/burst immunity test - test level: 2 kV level 4 (capacitive coupling) conforming to IEC 61000-4-4 Surge immunity test - test level: 4 kV level 4 (common mode) conforming to IEC 61000-4-5 Surge immunity test - test level: 2 kV level 4 (differential mode) conforming to IEC 61000-4-5 Conducted and radiated emissions class B group 1 conforming to CISPR 11 Conducted and radiated emissions class B conforming to CISPR 22 Immunity for residential, commercial and light-industrial environments conforming to EN/IEC 61000-6-1 Immunity for industrial environments conforming to EN/IEC 61000-6-2 Emission standard for residential, commercial and light-industrial environments conforming to EN/IEC 61000-6-3 Emission standard for industrial environments conforming to EN/IEC 61000-6-4 Electrostatic discharge - test level: 6 kV level 3 (contact discharge) conforming to IEC 61000-4-2 Electrostatic discharge - test level: 8 kV level 3 (air discharge) conforming to IEC 61000-4-2 Radiated radio-frequency electromagnetic field immunity test - test level: 10 V/m level 3 conforming to IEC 61000-4-3 Electrical fast transient/burst immunity test - test level: 4 kV level 4 (direct) conforming to IEC 61000-4-4 Electrical fast transient/burst immunity test - test level: 2 kV level 4 (capacitive coupling) conforming to IEC 61000-4-4 Surge immunity test - test level: 4 kV level 4 (common mode) conforming to IEC 61000-4-5 Surge immunity test - test level: 2 kV level 4 (differential mode) conforming to IEC 61000-4-5 Conducted and radiated emissions class B group 1 conforming to CISPR 11 Conducted and radiated emissions class B conforming to CISPR 22 Immunity for residential, commercial and light-industrial environments conforming to EN/IEC 61000-6-1 Immunity for industrial environments conforming to EN/IEC 61000-6-2 Emission standard for residential, commercial and light-industrial environments conforming to EN/IEC 61000-6-3 Emission standard for industrial environments conforming to EN/IEC 61000-6-4 Electrostatic discharge - test level: 6 kV level 3 (contact discharge) conforming to IEC 61000-4-2 Electrostatic discharge - test level: 8 kV level 3 (air discharge) conforming to IEC 61000-4-2 Radiated radio-frequency electromagnetic field immunity test - test level: 10 V/m level 3 conforming to IEC 61000-4-3 Electrical fast transient/burst immunity test - test level: 4 kV level 4 (direct) conforming to IEC 61000-4-4 Electrical fast transient/burst immunity test - test level: 2 kV level 4 (capacitive coupling) conforming to IEC 61000-4-4 Surge immunity test - test level: 4 kV level 4 (common mode) conforming to IEC 61000-4-5 Surge immunity test - test level: 2 kV level 4 (differential mode) conforming to IEC 61000-4-5 Conducted and radiated emissions class B group 1 conforming to CISPR 11 Conducted and radiated emissions class B conforming to CISPR 22 Immunity for residential, commercial and light-industrial environments conforming to EN/IEC 61000-6-1 Immunity for industrial environments conforming to EN/IEC 61000-6-2 Emission standard for residential, commercial and light-industrial environments conforming to EN/IEC 61000-6-3 Emission standard for industrial environments conforming to EN/IEC 61000-6-4 Electrostatic discharge - test level: 6 kV level 3 (contact discharge) conforming to IEC 61000-4-2 Electrostatic discharge - test level: 8 kV level 3 (air discharge) conforming to IEC 61000-4-2 Radiated radio-frequency electromagnetic field immunity test - test level: 10 V/m level 3 conforming to IEC 61000-4-3 Electrical fast transient/burst immunity test - test level: 4 kV level 4 (direct) conforming to IEC 61000-4-4 Electrical fast transient/burst immunity test - test level: 2 kV level 4 (capacitive coupling) conforming to IEC 61000-4-4 Surge immunity test - test level: 4 kV level 4 (common mode) conforming to IEC 61000-4-5 Surge immunity test - test level: 2 kV level 4 (differential mode) conforming to IEC 61000-4-5 Conducted and radiated emissions class B group 1 conforming to CISPR 11 Conducted and radiated emissions class B conforming to CISPR 22 Immunity for residential, commercial and light-industrial environments conforming to EN/IEC 61000-6-1 Immunity for industrial environments conforming to EN/IEC 61000-6-2 Emission standard for residential, commercial and light-industrial environments conforming to EN/IEC 61000-6-3 Emission standard for industrial environments conforming to EN/IEC 61000-6-4 Electrostatic discharge - test level: 6 kV level 3 (contact discharge) conforming to IEC 61000-4-2 Electrostatic discharge - test level: 8 kV level 3 (air discharge) conforming to IEC 61000-4-2 Radiated radio-frequency electromagnetic field immunity test - test level: 10 V/m level 3 conforming to IEC 61000-4-3 Electrical fast transient/burst immunity test - test level: 4 kV level 4 (direct) conforming to IEC 61000-4-4 Electrical fast transient/burst immunity test - test level: 2 kV level 4 (capacitive coupling) conforming to IEC 61000-4-4 Surge immunity test - test level: 4 kV level 4 (common mode) conforming to IEC 61000-4-5 Surge immunity test - test level: 2 kV level 4 (differential mode) conforming to IEC 61000-4-5 Conducted and radiated emissions class B group 1 conforming to CISPR 11 Conducted and radiated emissions class B conforming to CISPR 22 Immunity for residential, commercial and light-industrial environments conforming to EN/IEC 61000-6-1 Immunity for industrial environments conforming to EN/IEC 61000-6-2 Emission standard for residential, commercial and light-industrial environments conforming to EN/IEC 61000-6-3 Emission standard for industrial environments conforming to EN/IEC 61000-6-4 Electrostatic discharge - test level: 6 kV level 3 (contact discharge) conforming to IEC 61000-4-2 Electrostatic discharge - test level: 8 kV level 3 (air discharge) conforming to IEC 61000-4-2 Radiated radio-frequency electromagnetic field immunity test - test level: 10 V/m level 3 conforming to IEC 61000-4-3 Electrical fast transient/burst immunity test - test level: 4 kV level 4 (direct) conforming to IEC 61000-4-4 Electrical fast transient/burst immunity test - test level: 2 kV level 4 (capacitive coupling) conforming to IEC 61000-4-4 Surge immunity test - test level: 4 kV level 4 (common mode) conforming to IEC 61000-4-5 Surge immunity test - test level: 2 kV level 4 (differential mode) conforming to IEC 61000-4-5 Conducted and radiated emissions class B group 1 conforming to CISPR 11 Conducted and radiated emissions class B conforming to CISPR 22 Immunity for residential, commercial and light-industrial environments conforming to EN/IEC 61000-6-1 Immunity for industrial environments conforming to EN/IEC 61000-6-2 Emission standard for residential, commercial and light-industrial environments conforming to EN/IEC 61000-6-3 Emission standard for industrial environments conforming to EN/IEC 61000-6-4 Electrostatic discharge - test level: 6 kV level 3 (contact discharge) conforming to IEC 61000-4-2 Electrostatic discharge - test level: 8 kV level 3 (air discharge) conforming to IEC 61000-4-2 Radiated radio-frequency electromagnetic field immunity test - test level: 10 V/m level 3 conforming to IEC 61000-4-3 Electrical fast transient/burst immunity test - test level: 4 kV level 4 (direct) conforming to IEC 61000-4-4 Electrical fast transient/burst immunity test - test level: 2 kV level 4 (capacitive coupling) conforming to IEC 61000-4-4 Surge immunity test - test level: 4 kV level 4 (common mode) conforming to IEC 61000-4-5 Surge immunity test - test level: 2 kV level 4 (differential mode) conforming to IEC 61000-4-5 Conducted and radiated emissions class B group 1 conforming to CISPR 11 Conducted and radiated emissions class B conforming to CISPR 22 Immunity for residential, commercial and light-industrial environments conforming to EN/IEC 61000-6-1 Immunity for industrial environments conforming to EN/IEC 61000-6-2 Emission standard for residential, commercial and light-industrial environments conforming to EN/IEC 61000-6-3 Emission standard for industrial environments conforming to EN/IEC 61000-6-4 Electrostatic discharge - test level: 6 kV level 3 (contact discharge) conforming to IEC 61000-4-2 Electrostatic discharge - test level: 8 kV level 3 (air discharge) conforming to IEC 61000-4-2 Radiated radio-frequency electromagnetic field immunity test - test level: 10 V/m level 3 conforming to IEC 61000-4-3 Electrical fast transient/burst immunity test - test level: 4 kV level 4 (direct) conforming to IEC 61000-4-4 Electrical fast transient/burst immunity test - test level: 2 kV level 4 (capacitive coupling) conforming to IEC 61000-4-4 Surge immunity test - test level: 4 kV level 4 (common mode) conforming to IEC 61000-4-5 Surge immunity test - test level: 2 kV level 4 (differential mode) conforming to IEC 61000-4-5 Conducted and radiated emissions class B group 1 conforming to CISPR 11 Conducted and radiated emissions class B conforming to CISPR 22 Immunity for residential, commercial and light-industrial environments conforming to EN/IEC 61000-6-1 Immunity for industrial environments conforming to EN/IEC 61000-6-2 Emission standard for residential, commercial and light-industrial environments conforming to EN/IEC 61000-6-3 Emission standard for industrial environments conforming to EN/IEC 61000-6-4 Electrostatic discharge - test level: 6 kV level 3 (contact discharge) conforming to IEC 61000-4-2 Electrostatic discharge - test level: 8 kV level 3 (air discharge) conforming to IEC 61000-4-2 Radiated radio-frequency electromagnetic field immunity test - test level: 10 V/m level 3 conforming to IEC 61000-4-3 Electrical fast transient/burst immunity test - test level: 4 kV level 4 (direct) conforming to IEC 61000-4-4 Electrical fast transient/burst immunity test - test level: 2 kV level 4 (capacitive coupling) conforming to IEC 61000-4-4 Surge immunity test - test level: 4 kV level 4 (common mode) conforming to IEC 61000-4-5 Surge immunity test - test level: 2 kV level 4 (differential mode) conforming to IEC 61000-4-5 Conducted and radiated emissions class B group 1 conforming to CISPR 11 Conducted and radiated emissions class B conforming to CISPR 22 Immunity for residential, commercial and light-industrial environments conforming to EN/IEC 61000-6-1 Immunity for industrial environments conforming to EN/IEC 61000-6-2 Emission standard for residential, commercial and light-industrial environments conforming to EN/IEC 61000-6-3 Emission standard for industrial environments conforming to EN/IEC 61000-6-4 Electrostatic discharge - test level: 6 kV level 3 (contact discharge) conforming to IEC 61000-4-2 Electrostatic discharge - test level: 8 kV level 3 (air discharge) conforming to IEC 61000-4-2 Radiated radio-frequency electromagnetic field immunity test - test level: 10 V/m level 3 conforming to IEC 61000-4-3 Electrical fast transient/burst immunity test - test level: 4 kV level 4 (direct) conforming to IEC 61000-4-4 Electrical fast transient/burst immunity test - test level: 2 kV level 4 (capacitive coupling) conforming to IEC 61000-4-4 Surge immunity test - test level: 4 kV level 4 (common mode) conforming to IEC 61000-4-5 Surge immunity test - test level: 2 kV level 4 (differential mode) conforming to IEC 61000-4-5 Conducted and radiated emissions class B group 1 conforming to CISPR 11 Conducted and radiated emissions class B conforming to CISPR 22 Immunity for residential, commercial and light-industrial environments conforming to EN/IEC 61000-6-1 Immunity for industrial environments conforming to EN/IEC 61000-6-2 Emission standard for residential, commercial and light-industrial environments conforming to EN/IEC 61000-6-3 Emission standard for industrial environments conforming to EN/IEC 61000-6-4 Electrostatic discharge - test level: 6 kV level 3 (contact discharge) conforming to IEC 61000-4-2 Electrostatic discharge - test level: 8 kV level 3 (air discharge) conforming to IEC 61000-4-2 Radiated radio-frequency electromagnetic field immunity test - test level: 10 V/m level 3 conforming to IEC 61000-4-3 Electrical fast transient/burst immunity test - test level: 4 kV level 4 (direct) conforming to IEC 61000-4-4 Electrical fast transient/burst immunity test - test level: 2 kV level 4 (capacitive coupling) conforming to IEC 61000-4-4 Surge immunity test - test level: 4 kV level 4 (common mode) conforming to IEC 61000-4-5 Surge immunity test - test level: 2 kV level 4 (differential mode) conforming to IEC 61000-4-5 Conducted and radiated emissions class B group 1 conforming to CISPR 11 Conducted and radiated emissions class B conforming to CISPR 22 Immunity for residential, commercial and light-industrial environments conforming to EN/IEC 61000-6-1 Immunity for industrial environments conforming to EN/IEC 61000-6-2 Emission standard for residential, commercial and light-industrial environments conforming to EN/IEC 61000-6-3 Emission standard for industrial environments conforming to EN/IEC 61000-6-4 Electrostatic discharge - test level: 6 kV level 3 (contact discharge) conforming to IEC 61000-4-2 Electrostatic discharge - test level: 8 kV level 3 (air discharge) conforming to IEC 61000-4-2 Radiated radio-frequency electromagnetic field immunity test - test level: 10 V/m level 3 conforming to IEC 61000-4-3 Electrical fast transient/burst immunity test - test level: 4 kV level 4 (direct) conforming to IEC 61000-4-4 Electrical fast transient/burst immunity test - test level: 2 kV level 4 (capacitive coupling) conforming to IEC 61000-4-4 Surge immunity test - test level: 4 kV level 4 (common mode) conforming to IEC 61000-4-5 Surge immunity test - test level: 2 kV level 4 (differential mode) conforming to IEC 61000-4-5 Conducted and radiated emissions class B group 1 conforming to CISPR 11 Conducted and radiated emissions class B conforming to CISPR 22 Immunity for residential, commercial and light-industrial environments conforming to EN/IEC 61000-6-1 Immunity for industrial environments conforming to EN/IEC 61000-6-2 Emission standard for residential, commercial and light-industrial environments conforming to EN/IEC 61000-6-3 Emission standard for industrial environments conforming to EN/IEC 61000-6-4 Electrostatic discharge - test level: 6 kV level 3 (contact discharge) conforming to IEC 61000-4-2 Electrostatic discharge - test level: 8 kV level 3 (air discharge) conforming to IEC 61000-4-2 Radiated radio-frequency electromagnetic field immunity test - test level: 10 V/m level 3 conforming to IEC 61000-4-3 Electrical fast transient/burst immunity test - test level: 4 kV level 4 (direct) conforming to IEC 61000-4-4 Electrical fast transient/burst immunity test - test level: 2 kV level 4 (capacitive coupling) conforming to IEC 61000-4-4 Surge immunity test - test level: 4 kV level 4 (common mode) conforming to IEC 61000-4-5 Surge immunity test - test level: 2 kV level 4 (differential mode) conforming to IEC 61000-4-5 Conducted and radiated emissions class B group 1 conforming to CISPR 11 Conducted and radiated emissions class B conforming to CISPR 22 Immunity for residential, commercial and light-industrial environments conforming to EN/IEC 61000-6-1 Immunity for industrial environments conforming to EN/IEC 61000-6-2 Emission standard for residential, commercial and light-industrial environments conforming to EN/IEC 61000-6-3 Emission standard for industrial environments conforming to EN/IEC 61000-6-4 Electrostatic discharge - test level: 6 kV level 3 (contact discharge) conforming to IEC 61000-4-2 Electrostatic discharge - test level: 8 kV level 3 (air discharge) conforming to IEC 61000-4-2 Radiated radio-frequency electromagnetic field immunity test - test level: 10 V/m level 3 conforming to IEC 61000-4-3 Electrical fast transient/burst immunity test - test level: 4 kV level 4 (direct) conforming to IEC 61000-4-4 Electrical fast transient/burst immunity test - test level: 2 kV level 4 (capacitive coupling) conforming to IEC 61000-4-4 Surge immunity test - test level: 4 kV level 4 (common mode) conforming to IEC 61000-4-5 Surge immunity test - test level: 2 kV level 4 (differential mode) conforming to IEC 61000-4-5 Conducted and radiated emissions class B group 1 conforming to CISPR 11 Conducted and radiated emissions class B conforming to CISPR 22 Immunity for residential, commercial and light-industrial environments conforming to EN/IEC 61000-6-1 Immunity for industrial environments conforming to EN/IEC 61000-6-2 Emission standard for residential, commercial and light-industrial environments conforming to EN/IEC 61000-6-3 Emission standard for industrial environments conforming to EN/IEC 61000-6-4 Electrostatic discharge - test level: 6 kV level 3 (contact discharge) conforming to IEC 61000-4-2 Electrostatic discharge - test level: 8 kV level 3 (air discharge) conforming to IEC 61000-4-2 Radiated radio-frequency electromagnetic field immunity test - test level: 10 V/m level 3 conforming to IEC 61000-4-3 Electrical fast transient/burst immunity test - test level: 4 kV level 4 (direct) conforming to IEC 61000-4-4 Electrical fast transient/burst immunity test - test level: 2 kV level 4 (capacitive coupling) conforming to IEC 61000-4-4 Surge immunity test - test level: 4 kV level 4 (common mode) conforming to IEC 61000-4-5 Surge immunity test - test level: 2 kV level 4 (differential mode) conforming to IEC 61000-4-5 Conducted and radiated emissions class B group 1 conforming to CISPR 11 Conducted and radiated emissions class B conforming to CISPR 22 Immunity for residential, commercial and light-industrial environments conforming to EN/IEC 61000-6-1 Immunity for industrial environments conforming to EN/IEC 61000-6-2 Emission standard for residential, commercial and light-industrial environments conforming to EN/IEC 61000-6-3 Emission standard for industrial environments conforming to EN/IEC 61000-6-4 Electrostatic discharge - test level: 6 kV level 3 (contact discharge) conforming to IEC 61000-4-2 Electrostatic discharge - test level: 8 kV level 3 (air discharge) conforming to IEC 61000-4-2 Radiated radio-frequency electromagnetic field immunity test - test level: 10 V/m level 3 conforming to IEC 61000-4-3 Electrical fast transient/burst immunity test - test level: 4 kV level 4 (direct) conforming to IEC 61000-4-4 Electrical fast transient/burst immunity test - test level: 2 kV level 4 (capacitive coupling) conforming to IEC 61000-4-4 Surge immunity test - test level: 4 kV level 4 (common mode) conforming to IEC 61000-4-5 Surge immunity test - test level: 2 kV level 4 (differential mode) conforming to IEC 61000-4-5 Conducted and radiated emissions class B group 1 conforming to CISPR 11 Conducted and radiated emissions class B conforming to CISPR 22 Immunity for residential, commercial and light-industrial environments conforming to EN/IEC 61000-6-1 Immunity for industrial environments conforming to EN/IEC 61000-6-2 Emission standard for residential, commercial and light-industrial environments conforming to EN/IEC 61000-6-3 Emission standard for industrial environments conforming to EN/IEC 61000-6-4 Electrostatic discharge - test level: 6 kV level 3 (contact discharge) conforming to IEC 61000-4-2 Electrostatic discharge - test level: 8 kV level 3 (air discharge) conforming to IEC 61000-4-2 Radiated radio-frequency electromagnetic field immunity test - test level: 10 V/m level 3 conforming to IEC 61000-4-3 Electrical fast transient/burst immunity test - test level: 4 kV level 4 (direct) conforming to IEC 61000-4-4 Electrical fast transient/burst immunity test - test level: 2 kV level 4 (capacitive coupling) conforming to IEC 61000-4-4 Surge immunity test - test level: 4 kV level 4 (common mode) conforming to IEC 61000-4-5 Surge immunity test - test level: 2 kV level 4 (differential mode) conforming to IEC 61000-4-5 Conducted and radiated emissions class B group 1 conforming to CISPR 11 Conducted and radiated emissions class B conforming to CISPR 22 Immunity for residential, commercial and light
| environmental characteristic | 3K3 C 3K3 C 3K3 3K3 3K3 3K3 3K3 3K3 3K3 3K3 3K3 3K3 3K3
| fire resistance | 850 °C conforming to IEC 60695-2-1 850 °C conforming to UL 850 °C conforming to IEC 60695-2-1 850 °C conforming to UL 850 °C conforming to IEC 60695-2-1 850 °C conforming to UL 850 °C conforming to IEC 60695-2-1 850 °C conforming to UL 850 °C conforming to IEC 60695-2-1 850 °C conforming to UL 850 °C conforming to IEC 60695-2-1 850 °C conforming to UL 850 °C conforming to IEC 60695-2-1 850 °C conforming to UL 850 °C conforming to IEC 60695-2-1 850 °C conforming to UL 850 °C conforming to IEC 60695-2-1 850 °C conforming to UL 850 °C conforming to IEC 60695-2-1 850 °C conforming to UL 850 °C conforming to IEC 60695-2-1 850 °C conforming to UL 850 °C conforming to IEC 60695-2-1 850 °C conforming to UL 850 °C conforming to IEC 60695-2-1 850 °C conforming to UL 850 °C conforming to IEC 60695-2-1 850 °C conforming to UL 850 °C conforming to IEC 60695-2-1 850 °C conforming to UL 850 °C conforming to IEC 60695-2-1 850 °C conforming to UL 850 °C conforming to IEC 60695-2-1 850 °C conforming to UL 850 °C conforming to IEC 60695-2-1 850 °C conforming to UL
| humidity drift | +/- 0.05 %/%RH of the maximum setting value conforming to IEC 61812-1 +/- 0.05 %/%RH of the maximum setting value conforming to IEC 61812-1 +/- 0.05 %/%RH of the maximum setting value conforming to IEC 61812-1 +/- 0.05 %/%RH of the maximum setting value conforming to IEC 61812-1
| immunity to microbreaks | 10 ms 10 ms 10 ms 10 ms 500 ms 10 ms 50 ms 50 ms 100 ms DC 90 ms AC 100 ms DC 90 ms AC 50 ms 20 ms at 20.4 V 20 ms at 20.4 V 50 ms 50 ms 100 ms DC 90 ms AC 100 ms DC 90 ms AC 100 ms DC 90 ms AC 100 ms DC 90 ms AC 10 ms 10 ms 10 ms 10 ms 10 ms 10 ms 10 ms 10 ms 10 ms 10 ms 10 ms 10 ms 10 ms 20 ms 50 ms 50 ms 10 ms 20 ms 20 ms 20 ms 20 ms 20 ms 20 ms 20 ms 20 ms 20 ms 20 ms 20 ms 20 ms 20 ms 20 ms 20 ms 20 ms 20 ms 10 ms 10 ms 10 ms 10 ms 10 ms 5 ms 5 ms 5 ms 5 ms 5 ms 5 ms 5 ms 5 ms 5 ms 5 ms 10 ms during time delay 2 ms after time delay 10 ms during time delay 2 ms after time delay 10 ms during time delay 2 ms after time delay 10 ms during time delay 2 ms after time delay 10 ms during time delay 2 ms after time delay 10 ms during time delay 2 ms after time delay 10 ms during time delay 2 ms after time delay 10 ms during time delay 2 ms after time delay 10 ms during time delay 2 ms after time delay 10 ms during time delay 2 ms after time delay 10 ms during time delay 2 ms after time delay 10 ms during time delay 2 ms after time delay 10 ms during time delay 2 ms after time delay 10 ms during time delay 2 ms after time delay 10 ms during time delay 2 ms after time delay 10 ms during time delay 2 ms after time delay 10 ms during time delay 2 ms after time delay 10 ms during time delay 2 ms after time delay 10 ms during time delay 2 ms after time delay 10 ms during time delay 2 ms after time delay 10 ms during time delay 2 ms after time delay 10 ms during time delay 2 ms after time delay 10 ms during time delay 2 ms after time delay 10 ms during time delay 2 ms after time delay 10 ms during time delay 2 ms after time delay 10 ms during time delay 2 ms after time delay 10 ms during time delay 2 ms after time delay 10 ms during time delay 2 ms after time delay 10 ms during time delay 2 ms after time delay 10 ms during time delay 2 ms after time delay 10 ms during time delay 2 ms after time delay 10 ms during time delay 2 ms after time delay 10 ms during time delay 2 ms after time delay 10 ms during time delay 2 ms after time delay 10 ms during time delay 2 ms after time delay 10 ms during time delay 2 ms after time delay 10 ms during time delay 2 ms after time delay 10 ms during time delay 2 ms after time delay 3 ms 3 ms 3 ms 3 ms 3 ms 3 ms 3 ms 3 ms 3 ms 3 ms 3 ms
| immunity to radioelectric fields | 10 V (0.15...80 MHz) conforming to EN/IEC 61000-4-6 level 3 10 V (0.15...80 MHz) conforming to EN/IEC 61000-4-6 level 3 10 V (0.15...80 MHz) conforming to EN/IEC 61000-4-6 level 3 10 V (0.15...80 MHz) conforming to EN/IEC 61000-4-6 level 3 10 V (0.15...80 MHz) conforming to EN/IEC 61000-4-6 level 3 10 V (0.15...80 MHz) conforming to EN/IEC 61000-4-6 level 3 10 V (0.15...80 MHz) conforming to EN/IEC 61000-4-6 level 3 10 V (0.15...80 MHz) conforming to EN/IEC 61000-4-6 level 3 10 V (0.15...80 MHz) conforming to EN/IEC 61000-4-6 level 3 10 V (0.15...80 MHz) conforming to EN/IEC 61000-4-6 level 3 10 V (0.15...80 MHz) conforming to EN/IEC 61000-4-6 level 3 10 V (0.15...80 MHz) conforming to EN/IEC 61000-4-6 level 3 10 V (0.15...80 MHz) conforming to EN/IEC 61000-4-6 level 3 10 V (0.15...80 MHz) conforming to EN/IEC 61000-4-6 level 3
| immunity to voltage dips | 30 % / 10 ms conforming to EN/IEC 61000-4-11 60 % / 100 ms conforming to EN/IEC 61000-4-11 95 % / 5 s conforming to EN/IEC 61000-4-11 30 % / 10 ms conforming to EN/IEC 61000-4-11 60 % / 100 ms conforming to EN/IEC 61000-4-11 95 % / 5 s conforming to EN/IEC 61000-4-11 30 % / 10 ms conforming to EN/IEC 61000-4-11 60 % / 100 ms conforming to EN/IEC 61000-4-11 95 % / 5 s conforming to EN/IEC 61000-4-11 30 % / 10 ms conforming to EN/IEC 61000-4-11 60 % / 100 ms conforming to EN/IEC 61000-4-11 95 % / 5 s conforming to EN/IEC 61000-4-11 >= 95 % / 1 s conforming to EN/IEC 61000-4-11 30 % / 10 ms conforming to EN/IEC 61000-4-11 60 % / 100 ms conforming to EN/IEC 61000-4-11 >= 95 % / 1 s conforming to EN/IEC 61000-4-11 30 % / 10 ms conforming to EN/IEC 61000-4-11 60 % / 100 ms conforming to EN/IEC 61000-4-11 >= 95 % / 1 s conforming to EN/IEC 61000-4-11 30 % / 10 ms conforming to EN/IEC 61000-4-11 60 % / 100 ms conforming to EN/IEC 61000-4-11 >= 95 % / 1 s conforming to EN/IEC 61000-4-11 30 % / 10 ms conforming to EN/IEC 61000-4-11 60 % / 100 ms conforming to EN/IEC 61000-4-11 >= 95 % / 1 s conforming to EN/IEC 61000-4-11 30 % / 10 ms conforming to EN/IEC 61000-4-11 60 % / 100 ms conforming to EN/IEC 61000-4-11 >= 95 % / 1 s conforming to EN/IEC 61000-4-11 30 % / 10 ms conforming to EN/IEC 61000-4-11 60 % / 100 ms conforming to EN/IEC 61000-4-11 >= 95 % / 1 s conforming to EN/IEC 61000-4-11 30 % / 10 ms conforming to EN/IEC 61000-4-11 60 % / 100 ms conforming to EN/IEC 61000-4-11 >= 95 % / 1 s conforming to EN/IEC 61000-4-11 30 % / 10 ms conforming to EN/IEC 61000-4-11 60 % / 100 ms conforming to EN/IEC 61000-4-11 >= 95 % / 1 s conforming to EN/IEC 61000-4-11 30 % / 10 ms conforming to EN/IEC 61000-4-11 60 % / 100 ms conforming to EN/IEC 61000-4-11 >= 95 % / 1 s conforming to EN/IEC 61000-4-11 30 % / 10 ms conforming to EN/IEC 61000-4-11 60 % / 100 ms conforming to EN/IEC 61000-4-11
| input voltage | 12 V AC/DC (input voltage limit: 11.4...14.4 V) 24 V AC/DC (input voltage limit: 21.6...28.8 V) 48 V AC/DC (input voltage limit: 43.2...57.6 V) 110 V AC/DC (input voltage limit: 88...126.5 V) 230 V AC/DC (input voltage limit: 184...264.5 V) 12 V AC/DC (input voltage limit: 11.4...14.4 V) 24 V AC/DC (input voltage limit: 21.6...28.8 V) 48 V AC/DC (input voltage limit: 43.2...57.6 V) 110 V AC/DC (input voltage limit: 88...126.5 V) 230 V AC/DC (input voltage limit: 184...264.5 V)
| noise level | 0…89 dB (stop or suppress) at 1 m 0…89 dB (stop or suppress) at 1 m 0…89 dB (stop or suppress) at 1 m 0…97 dB (stop or suppress) at 1 m 0…97 dB (stop or suppress) at 1 m 0…97 dB (stop or suppress) at 1 m 0…97 dB (stop or suppress) at 1 m 0…97 dB (stop or suppress) at 1 m 0…105 dB (continuous or intermittent tone) at 1 m 0…105 dB (continuous or intermittent tone) at 1 m 0…105 dB (continuous or intermittent tone) at 1 m 0…90 dB (continuous or intermittent tone) at 1 m 0…90 dB (continuous or intermittent tone) at 1 m 0…90 dB (continuous or intermittent tone) at 1 m 0…90 dB (continuous or intermittent tone) at 1 m 0…96 dB (continuous or intermittent tone) at 1 m 0…96 dB (continuous or intermittent tone) at 1 m 0…96 dB (continuous or intermittent tone) at 1 m 0…96 dB (continuous or intermittent tone) at 1 m 0…80 dB at 1 m 0…80 dB at 1 m 0…80 dB at 1 m 70…90 dB at 1 m 70…90 dB at 1 m 70…90 dB at 1 m 70…90 dB at 1 m 70…90 dB at 1 m 70…90 dB at 1 m 70…90 dB at 1 m 0…80 dB at 1 m 0…80 dB at 1 m 0…80 dB at 1 m 0…80 dB at 1 m 0…80 dB at 1 m 0…80 dB at 1 m 0…80 dB at 1 m 0…80 dB at 1 m 0…80 dB at 1 m 0…80 dB at 1 m 0…80 dB at 1 m 0…80 dB at 1 m 0…80 dB at 1 m
| non-dissipating shock wave | 4 kV 4 kV conforming to IEC 60255-5 4 kV conforming to IEC 60664-1 4 kV conforming to IEC 61000-4-5 4 kV conforming to IEC 60255-5 4 kV conforming to IEC 60664-1 4 kV conforming to IEC 61000-4-5 4 kV 4 kV 4 kV conforming to IEC 60255-5 4 kV conforming to IEC 60664-1 4 kV conforming to IEC 61000-4-5 4 kV conforming to IEC 60255-5 4 kV conforming to IEC 60664-1 4 kV conforming to IEC 61000-4-5 4 kV conforming to IEC 60255-5 4 kV conforming to IEC 60664-1 4 kV conforming to IEC 61000-4-5 4 kV conforming to IEC 60255-5 4 kV conforming to IEC 60664-1 4 kV conforming to IEC 61000-4-5 4 kV conforming to IEC 60255-5 4 kV conforming to IEC 60664-1 4 kV conforming to IEC 61000-4-5 4 kV conforming to IEC 60255-5 4 kV conforming to IEC 60664-1 4 kV conforming to IEC 61000-4-5 4 kV 4 kV conforming to IEC 60255-5 4 kV conforming to IEC 60664-1 4 kV conforming to IEC 61000-4-5 4 kV conforming to IEC 60255-5 4 kV conforming to IEC 60664-1 4 kV conforming to IEC 61000-4-5 4 kV 4 kV 4 kV 4 kV 4 kV conforming to IEC 60255-5 4 kV conforming to IEC 60664-1 4 kV conforming to IEC 61000-4-5 4 kV conforming to IEC 60255-5 4 kV conforming to IEC 60664-1 4 kV conforming to IEC 61000-4-5 4 kV 4 kV 4 kV 4 kV 4 kV conforming to IEC 60255-5 4 kV conforming to IEC 60664-1 4 kV conforming to IEC 61000-4-5 4 kV conforming to IEC 60255-5 4 kV conforming to IEC 60664-1 4 kV conforming to IEC 61000-4-5 4 kV conforming to IEC 60255-5 4 kV conforming to IEC 60664-1 4 kV conforming to IEC 61000-4-5 4 kV 4 kV 4.8 kV 4.8 kV 4.8 kV 4.8 kV 4.8 kV 4.8 kV 4.8 kV 4.8 kV 4.8 kV 4.8 kV 4.8 kV 4.8 kV 4.8 kV 4.8 kV 4.8 kV 4.8 kV 4.8 kV 4.8 kV 4.8 kV 4.8 kV 4.8 kV 4.8 kV 4.8 kV 4.8 kV 4.8 kV 4.8 kV 4.8 kV 4.8 kV 4.8 kV 4.8 kV 4.8 kV 4.8 kV 4.8 kV 4.8 kV 4.8 kV 4.8 kV 4.8 kV 4.8 kV 4.8 kV 4.8 kV 4.8 kV 4.8 kV 4.8 kV 4.8 kV 4.8 kV 4.8 kV 4.8 kV 4.8 kV 4.8 kV 4.8 kV 4.8 kV 4.8 kV 4.8 kV 4.8 kV 4.8 kV 4.8 kV 4.8 kV
| overvoltage category | III conforming to IEC 60664-1 III conforming to UL 508 Class II conforming to EN/IEC 61140 Class II conforming to EN/IEC 61140 Class II conforming to EN/IEC 61140 Class I conforming to IEC 60536 Class I conforming to IEC 60536 Class I conforming to IEC 60947-1 Class I conforming to IEC 60947-5-1 Class I conforming to IEC 61140 Class I conforming to IEC 60947-1 Class I conforming to IEC 60947-5-1 Class I conforming to IEC 61140 Class I conforming to IEC 60947-1 Class I conforming to IEC 60947-5-1 Class I conforming to IEC 61140 Class I conforming to IEC 60947-1 Class I conforming to IEC 60947-5-1 Class I conforming to IEC 61140 Class I conforming to IEC 60947-1 Class I conforming to IEC 60947-5-1 Class I conforming to IEC 61140 Class I conforming to IEC 60947-1 Class I conforming to IEC 60947-5-1 Class I conforming to IEC 61140 Class I conforming to IEC 60947-1 Class I conforming to IEC 60947-5-1 Class I conforming to IEC 61140 Class I conforming to IEC 60947-1 Class I conforming to IEC 60947-5-1 Class I conforming to IEC 61140 Class I conforming to IEC 60947-1 Class I conforming to IEC 60947-5-1 Class I conforming to IEC 61140 Class I conforming to IEC 60947-1 Class I conforming to IEC 60947-5-1 Class I conforming to IEC 61140 Class I conforming to IEC 60947-1 Class I conforming to IEC 60947-5-1 Class I conforming to IEC 61140 Class I conforming to IEC 60947-1 Class I conforming to IEC 60947-5-1 Class I conforming to IEC 61140 Class I conforming to IEC 60947-1 Class I conforming to IEC 60947-5-1 Class I conforming to IEC 61140 Class I conforming to IEC 60947-1 Class I conforming to IEC 60947-5-1 Class I conforming to IEC 61140 Class I conforming to IEC 60947-1 Class I conforming to IEC 60947-5-1 Class I conforming to IEC 61140 Class I conforming to IEC 60947-1 Class I conforming to IEC 60947-5-1 Class I conforming to IEC 61140 Class I conforming to IEC 60947-1 Class I conforming to IEC 60947-5-1 Class I conforming to IEC 61140 Class I conforming to IEC 60947-1 Class I conforming to IEC 60947-5-1 Class I conforming to IEC 61140 Class I conforming to IEC 60947-1 Class I conforming to IEC 60947-5-1 Class I conforming to IEC 61140 Class I conforming to IEC 60947-1 Class I conforming to IEC 60947-5-1 Class I conforming to IEC 61140 Class I conforming to IEC 60947-1 Class I conforming to IEC 60947-5-1 Class I conforming to IEC 61140 Class I conforming to IEC 60947-1 Class I conforming to IEC 60947-5-1 Class I conforming to IEC 61140 Class I conforming to IEC 60947-1 Class I conforming to IEC 60947-5-1 Class I conforming to IEC 61140 Class I conforming to IEC 60947-1 Class I conforming to IEC 60947-5-1 Class I conforming to IEC 61140 Class I conforming to IEC 60947-1 Class I conforming to IEC 60947-5-1 Class I conforming to IEC 61140 Class I conforming to IEC 60947-1 Class I conforming to IEC 60947-5-1 Class I conforming to IEC 61140 Class I conforming to IEC 60947-1 Class I conforming to IEC 60947-5-1 Class I conforming to IEC 61140 Class I conforming to IEC 60947-1 Class I conforming to IEC 60947-5-1 Class I conforming to IEC 61140
| pollution degree | 3 conforming to IEC 60664-1 3 conforming to IEC 60664-1 3 conforming to IEC 60664-1 3 conforming to IEC 60664-1 3 conforming to IEC 60664-1 3 conforming to IEC 60664-1 3 conforming to IEC 60664-1 3 conforming to IEC 60664-1 3 conforming to IEC 60664-1 3 conforming to IEC 60664-1 3 conforming to IEC 60664-1 3 conforming to IEC 60664-1 3 conforming to IEC 60664-1 3 conforming to IEC 60664-1 3 conforming to IEC 60664-1 3 conforming to IEC 60664-1 3 conforming to IEC 60664-1 3 conforming to IEC 60664-1 3 conforming to IEC 60664-1 3 conforming to IEC 60664-1 3 conforming to IEC 60664-1 3 conforming to IEC 60664-1 3 conforming to IEC 60664-1 3 conforming to IEC 60664-1 3 conforming to IEC 60664-1 3 conforming to IEC 60664-1 3 conforming to IEC 60664-1 3 conforming to IEC 60664-1 3 conforming to IEC 60664-1 3 conforming to IEC 60664-1 3 conforming to IEC 60664-1 3 conforming to IEC 60664-1 3 conforming to IEC 60664-1 3 conforming to UL 508 3 conforming to IEC 60664-1 3 conforming to UL 508 3 conforming to IEC 60664-1 3 conforming to IEC 60664-1 3 conforming to IEC 60664-1 3 conforming to IEC 60664-1 3 conforming to IEC 60664-1 3 conforming to UL 508 3 conforming to IEC 60664-1 3 conforming to UL 508 3 conforming to IEC 60664-1 3 conforming to UL 508 3 conforming to IEC 60664-1 3 conforming to UL 508 3 conforming to IEC 60664-1 3 conforming to UL 508 3 conforming to IEC 60664-1 3 conforming to UL 508 3 conforming to IEC 60664-1 3 conforming to UL 508 3 conforming to IEC 60664-1 3 conforming to IEC 60664-1 3 conforming to IEC 60664-1 3 conforming to IEC 60664-1 3 conforming to IEC 60664-1 3 conforming to IEC 60664-1 3 conforming to IEC 60664-1 3 conforming to IEC 60664-1 3 conforming to UL 508 3 conforming to IEC 60664-1 3 conforming to UL 508 3 conforming to IEC 60664-1 3 conforming to UL 508 3 conforming to IEC 60664-1 3 conforming to IEC 60664-1 3 conforming to IEC 60664-1 3 conforming to IEC 60664-1 3 conforming to IEC 60664-1 3 conforming to IEC 60664-1 3 conforming to IEC 60664-1 3 conforming to IEC 60664-1 3 conforming to IEC 60664-1 3 conforming to IEC 60664-1 3 conforming to IEC 60664-1 3 conforming to IEC 60664-1 3 conforming to IEC 60664-1 3 conforming to IEC 60664-1 3 conforming to IEC 60664-1 3 conforming to IEC 60664-1 3 conforming to IEC 60664-1 3 conforming to IEC 60664-1 3 conforming to IEC 60664-1 3 conforming to IEC 60664-1 3 conforming to IEC 60664-1 3 conforming to IEC 60664-1 3 conforming to IEC 60664-1 3 conforming to IEC 60664-1 3 conforming to IEC 60664-1 3 conforming to IEC 60664-1 2 conforming to IEC 60664-1 2 conforming to IEC 60664-1 2 conforming to IEC 60664-1 2 conforming to IEC 60664-1 2 conforming to IEC 60664-1 2 conforming to IEC 60664-1 2 conforming to IEC 60664-1 2 conforming to IEC 60664-1 2 conforming to IEC 60664-1 2 conforming to IEC 60664-1 2 conforming to IEC 60664-1 2 conforming to IEC 60664-1 2 conforming to IEC 60664-1 2 conforming to IEC 60664-1 2 conforming to IEC 60664-1 2 conforming to IEC 60664-1 2 conforming to IEC 60664-1 2 conforming to IEC 60664-1 2 2 2 2 2 2 2 2 2 2 2 2 2 2 2 2 2 2 2 2 2 2 2 2 2 2 2 2 2 2 2 2 2 2 2 2 2 2 2 2 2 2 2 2 2 2 2 2 2 2 2 2 2 2 2 2 2 2 2 2 2 2 2 2 2 2 2 2 2 2 3 conforming to IEC 60664-1 3 conforming to IEC 60664-1 3 conforming to IEC 60664-1 3 conforming to IEC 60664-1 3 conforming to IEC 60664-1 3 conforming to IEC 60664-1 3 conforming to IEC 60664-1 3 conforming to IEC 60664-1 3 conforming to IEC 60664-1 3 conforming to IEC 60664-1 3 conforming to IEC 60664-1 3 conforming to IEC 60664-1 3 conforming to IEC 60664-1 3 conforming to IEC 60664-1 3 conforming to IEC 60664-1 3 conforming to IEC 60664-1 3 conforming to IEC 60664-1 3 conforming to IEC 60664-1 3 conforming to IEC 60664-1 3 conforming to IEC 60664-1 3 conforming to IEC 60664-1 3 conforming to IEC 60664-1 3 conforming to IEC 60664-1 3 conforming to IEC 60664-1 3 conforming to IEC 60664-1 3 conforming to IEC 60664-1 3 conforming to IEC 60664-1 3 conforming to IEC 60664-1 3 conforming to IEC 60664-1 3 conforming to IEC 60664-1 3 conforming to IEC 60664-1 3 conforming to IEC 60664-1 3 conforming to IEC 60664-1 3 conforming to IEC 60664-1 3 conforming to IEC 60664-1 3 conforming to IEC 60664-1 3 conforming to IEC 60664-1 3 conforming to IEC 60664-1 3 conforming to IEC 60664-1 3 conforming to IEC 60664-1 3 conforming to IEC 60664-1 3 conforming to IEC 60664-1 3 conforming to IEC 60664-1 3 conforming to IEC 60664-1 3 conforming to IEC 60664-1 3 conforming to IEC 60664-1 3 conforming to IEC 60664-1 3 conforming to IEC 60664-1 3 conforming to IEC 60664-1 3 conforming to IEC 60664-1 3 conforming to IEC 60664-1 3 conforming to IEC 60664-1 3 conforming to IEC 60664-1 3 conforming to IEC 60664-1 3 conforming to IEC 60664-1 3 conforming to IEC 60664-1 3 conforming to IEC 60664-1 3 conforming to IEC 60664-1 3 conforming to IEC 60664-1 3 conforming to IEC 60664-1 3 conforming to IEC 60664-1 3 conforming to IEC 60664-1 3 conforming to IEC 60664-1 3 conforming to IEC 60664-1 3 conforming to IEC 60664-1 3 conforming to IEC 60664-1
| product certifications | GL C-Tick GOST UL CSA GOST CSA GL C-Tick UL GOST C-Tick CSA UL GL C-Tick GL CSA UL GOST GOST C-Tick UL CSA GL UL GL C-Tick GOST CSA GL GOST UL C-Tick CSA CSA C-Tick GL UL GOST GL UL GOST CSA C-Tick UL CSA GL UL GOST C-Tick GOST UL GL C-Tick CSA UL GL GOST C-Tick CSA C-Tick GOST GL CSA UL GOST GL C-Tick UL CSA GL GOST C-Tick CSA UL GL UL C-Tick CSA GOST C-Tick CSA GOST UL GL GL UL CSA C-Tick GOST GL CSA GOST UL C-Tick GL UL GOST C-Tick CSA CSA GL UL C-Tick GOST GOST CSA UL GL C-Tick C-Tick GOST UL GL CSA GL UL CSA GOST C-Tick CSA C-Tick GOST UL GL GL UL GOST C-Tick CSA GOST CSA GL UL C-Tick GOST C-Tick UL GL CSA GOST UL GL C-Tick CSA C-Tick GOST CSA GL UL UL C-Tick GL CSA GOST EAC CSA China RoHS CE RCM CCC UL GL CSA CE EAC CCC GL RCM China RoHS UL China RoHS UL RCM CSA GL CCC CE EAC GL UL CCC EAC RCM CE CSA China RoHS GL RCM CCC CSA UL China RoHS EAC CE CSA GL RCM UL China RoHS EAC CE CCC GL EAC China RoHS UL CSA RCM CCC CE GL EAC CCC CE CSA China RoHS UL RCM CE EAC China RoHS RCM GL CSA UL CCC CSA CCC EAC China RoHS RCM CE GL UL GL China RoHS CSA RCM CE EAC CCC UL RCM CE China RoHS CSA GL CCC UL EAC CSA RCM UL GL China RoHS CE CCC EAC UL China RoHS EAC CSA GL CCC RCM CE CE China RoHS CCC EAC CSA RCM UL GL CE China RoHS CCC GL RCM UL EAC CSA CE CSA RCM GL China RoHS CCC EAC UL GL UL CCC EAC CE China RoHS RCM CSA RCM UL China RoHS EAC CSA CE GL CCC CCC China RoHS CE CSA EAC UL GL RCM CE GL CCC EAC RCM China RoHS UL CSA CCC EAC CSA China RoHS RCM UL GL CE CE UL CSA CCC EAC RCM GL CSA CULus CSA GL CULus CULus CSA GL CULus GL CSA GL CULus CSA CSA CULus GL GL CULus CSA CULus GL CSA CULus CSA GL CSA CULus GL GL CULus CSA CSA CULus CSA GL CULus CSA GL CULus CSA GL CULus GL CULus CSA CULus GL CSA CSA China RoHS EAC RCM CE CCC GL CULus CULus RCM CSA China RoHS EAC GL CCC CE CULus CE EAC CSA RCM CCC China RoHS GL CSA CULus China RoHS CE EAC GL CCC RCM CSA CE CULus GL RCM CCC China RoHS EAC CULus CSA CE China RoHS CCC RCM GL EAC China RoHS CSA CCC GL CULus EAC CE RCM CE CCC GL UL China RoHS CSA EAC RCM China RoHS EAC CSA UL RCM CCC GL CE CE UL GL CCC China RoHS EAC RCM CSA UL CE CCC CSA China RoHS GL RCM EAC UL CE CCC CSA China RoHS GL RCM EAC China RoHS GL EAC UL CCC CSA CE RCM CE EAC CSA RCM China RoHS CCC GL UL CCC CSA GL China RoHS RCM CE EAC UL EAC CSA RCM UL China RoHS GL CE CCC GL UL CSA RCM CCC China RoHS CE EAC EAC UL GL China RoHS CSA RCM CCC CE RCM GL EAC CE CSA CCC China RoHS UL GL China RoHS CE CCC EAC UL CSA RCM China RoHS RCM CCC CSA UL EAC CE GL CE CCC GL China RoHS UL RCM EAC CSA CSA CCC RCM China RoHS CE GL UL EAC CCC China RoHS CSA RCM GL CE UL EAC RCM CSA CE EAC UL CCC GL China RoHS China RoHS EAC UL RCM GL CCC CSA CE UL GL CE China RoHS CSA RCM EAC CCC RCM CE China RoHS EAC CSA CCC UL GL CE CSA GL China RoHS EAC UL RCM CCC EAC GL CSA China RoHS UL CCC RCM CE CCC CSA RCM GL EAC CE UL China RoHS CCC GL UL EAC RCM CSA China RoHS CE CE CSA KC UL CCC EAC DNV-GL GL UL CULus CSA C-Tick GL UL CULus C-Tick CSA GL CULus UL CSA C-Tick GL UL C-Tick CULus CSA UL CUL CUL UL UL CUL CUL UL UL CUL UL CUL UL CUL UL CUL CUL UL CUL UL UL GL CSA GL CSA UL GL UL CSA CSA UL GL CSA UL GL CSA UL GL UL GL CSA UL CSA GL GL UL CSA CSA GL UL CSA GL UL UL GL CSA CSA UL GL GL UL CSA GL CSA UL UL GL CSA UL GL CSA CSA UL GL CCC CCC CCC CCC CCC CCC CCC CSA UL UL CSA CSA UL UL CSA CSA UL CSA UL CSA UL UL CSA CSA UL CSA UL UL CSA CSA UL CSA UL CSA UL CSA UL CSA UL CSA UL UL CSA CSA UL UL CSA CSA UL CSA UL UL CSA CSA UL UL UL UL UR UR UR UR CCC CCC CCC CCC CSA C22-2 No 14 GOST UL 508 CCC UL 508 GOST CCC CSA C22-2 No 14 CCC UL 508 CSA C22-2 No 14 GOST CCC UL 508 GOST CSA C22-2 No 14 AS-Interface No 25701 CSA CSA AS-Interface No 25701 CSA UL UL CSA CSA UL UL CSA CSA UL CSA UL CSA UL UL CSA CSA UL CSA UL UL CSA CSA UL CSA UL CSA UL CSA UL CSA UL CSA UL UL CSA CSA UL UL CSA CSA UL CSA UL UL CSA CSA UL CSA GOST UL UL CSA GOST CSA UL GOST CSA GOST UL GOST CSA UL GOST UL CSA UL GOST CSA UL GOST CSA UL CSA GOST CSA UL GOST GOST CSA UL GOST UL CSA CSA GOST UL UL CSA GOST GOST UL CSA GOST UL CSA UL GOST CSA UL CSA GOST GOST CSA UL UL CSA GOST CSA GOST UL UL CSA GOST UL CSA GOST GOST UL CSA GOST UL CSA GOST CSA UL UL GOST CSA CSA GOST UL CSA UL GOST GOST CSA UL UL GOST CSA UL GOST CSA CSA UL GOST CSA UL GOST UL CSA GOST UL GOST CSA GOST CSA UL GOST CSA UL UL CSA GOST CSA UL GOST UL CSA GOST GOST UL CSA GOST UL CSA UL CSA GOST UL GOST CSA CSA UL GOST CSA GOST UL GOST CSA UL CCC CCC CCC CCC CCC CCC CCC CCC CCC CCC CCC CCC CCC CCC CCC CCC CCC CCC CCC CCC CCC CCC CCC CCC CCC CCC CCC CCC CSA UL CCC UL CSA CCC CCC CSA UL CCC CSA UL UL CCC CSA CSA CCC UL UL CCC CSA CCC CSA UL CCC CSA UL CCC UL CSA UL CCC CSA CCC CSA UL CCC UL CSA CCC UL CSA UL CSA CCC UL CCC CSA UL CCC CSA UL CSA CCC UL CSA CCC CCC UL CSA CSA CCC UL UL CCC CSA UL CSA CCC CCC CSA UL CSA UL CCC CSA CCC UL CCC CSA UL CSA CCC UL CCC CSA UL CCC CSA UL CSA UL CCC CCC UL CSA CCC UL CSA UL CCC CSA CSA UL CCC GOST CCC UL 508 CSA C22-2 No 14 CCC CSA C22-2 No 14 UL 508 GOST CCC GOST UL 508 CSA C22-2 No 14 CSA C22-2 No 14 GOST CCC UL 508 CCC CSA C22-2 No 14 UL 508 GOST UL 508 CCC GOST CSA C22-2 No 14 UL 508 CCC GOST CSA C22-2 No 14 UL 508 CSA C22-2 No 14 GOST CCC CSA C22-2 No 14 GOST CCC UL 508 CCC GOST CSA C22-2 No 14 UL 508 CCC GOST CSA C22-2 No 14 UL 508 CCC UL 508 GOST CSA C22-2 No 14 CCC UL 508 CSA C22-2 No 14 GOST UL 508 GOST CCC CSA C22-2 No 14 CSA C22-2 No 14 UL 508 CCC GOST CSA C22-2 No 14 CCC GOST UL 508 CCC GOST CSA C22-2 No 14 UL 508 UL 508 GOST CSA C22-2 No 14 CCC GOST UL 508 CCC CSA C22-2 No 14 CSA C22-2 No 14 UL 508 GOST CCC GOST UL 508 CSA C22-2 No 14 CCC CSA C22-2 No 14 CCC GOST UL 508 CSA C22-2 No 14 GOST CCC UL 508 GOST UL 508 CSA C22-2 No 14 CCC UL 508 CCC CSA C22-2 No 14 GOST CSA C22-2 No 14 UL 508 GOST CCC UL 508 CCC CSA C22-2 No 14 GOST GOST CSA C22-2 No 14 UL 508 CCC CSA C22-2 No 14 GOST UL 508 CCC CCC UL 508 GOST CSA C22-2 No 14 CCC GOST CSA C22-2 No 14 UL 508 UL 508 CCC GOST CSA C22-2 No 14 CCC UL 508 GOST CSA C22-2 No 14 GOST CCC UL 508 CSA C22-2 No 14 CSA C22-2 No 14 CCC GOST UL 508 CCC GOST UL 508 CSA C22-2 No 14 CCC UL 508 CSA C22-2 No 14 GOST UL 508 GOST CCC CSA C22-2 No 14 GOST CSA C22-2 No 14 CCC UL 508 CCC GOST CSA C22-2 No 14 UL 508 CCC UL 508 GOST CSA C22-2 No 14 CCC UL 508 GOST CSA C22-2 No 14 CCC CSA C22-2 No 14 UL 508 GOST CCC CSA C22-2 No 14 UL 508 GOST CCC GOST UL 508 CSA C22-2 No 14 CCC UL 508 GOST CSA C22-2 No 14 CSA C22-2 No 14 GOST CCC UL 508 CSA C22-2 No 14 CCC GOST UL 508 CCC UL 508 GOST CSA C22-2 No 14 CSA C22-2 No 14 GOST UL 508 CCC GOST CSA C22-2 No 14 UL 508 CCC CCC GOST CSA C22-2 No 14 UL 508 CCC GOST UL 508 CSA C22-2 No 14 UL 508 GOST CSA C22-2 No 14 CCC UL 508 CSA C22-2 No 14 GOST CCC CCC UL 508 GOST CSA C22-2 No 14 UL 508 CSA C22-2 No 14 CCC GOST UL 508 GOST CSA C22-2 No 14 CCC GOST CSA C22-2 No 14 CCC UL 508 UL 508 GOST CSA C22-2 No 14 CCC UL 508 GOST CCC CSA C22-2 No 14 GOST UL 508 CCC CSA C22-2 No 14 CCC CSA C22-2 No 14 GOST UL 508 CSA C22-2 No 14 UL 508 CCC GOST UL 508 CCC GOST CSA C22-2 No 14 CSA C22-2 No 14 UL 508 CCC GOST CCC CSA C22-2 No 14 GOST UL 508 CSA C22-2 No 14 GOST UL 508 CCC UL 508 CCC CSA C22-2 No 14 GOST UL 508 GOST CCC CSA C22-2 No 14 GOST UL 508 CSA C22-2 No 14 CCC UL 508 GOST CSA C22-2 No 14 CCC UL 508 CSA C22-2 No 14 GOST CCC UL 508 CCC CSA C22-2 No 14 GOST UL 508 CCC CSA C22-2 No 14 GOST CSA C22-2 No 14 UL 508 CCC GOST GOST CCC UL 508 CSA C22-2 No 14 GOST CSA C22-2 No 14 UL 508 CCC GOST CSA C22-2 No 14 CCC UL 508 CCC UL 508 GOST CSA C22-2 No 14 CSA C22-2 No 14 GOST UL 508 CCC CSA C22-2 No 14 CCC UL 508 GOST CCC UL 508 GOST CSA C22-2 No 14 GOST CSA C22-2 No 14 CCC UL 508 GOST UL 508 CCC CSA C22-2 No 14 GOST UL 508 CCC CSA C22-2 No 14 CSA C22-2 No 14 UL 508 GOST CCC GOST UL 508 CSA C22-2 No 14 CCC CSA C22-2 No 14 CCC GOST UL 508 CCC GOST CSA C22-2 No 14 UL 508 UL 508 CSA C22-2 No 14 CCC GOST UL 508 CCC GOST CSA C22-2 No 14 CSA C22-2 No 14 CCC GOST UL 508 CCC UL 508 CSA C22-2 No 14 GOST CSA C22-2 No 14 UL 508 GOST CCC CCC GOST CSA C22-2 No 14 UL 508 CCC UL 508 CSA C22-2 No 14 GOST CCC GOST CSA C22-2 No 14 UL 508 CSA C22-2 No 14 CCC UL 508 GOST CSA C22-2 No 14 CCC UL 508 GOST CCC GOST CSA C22-2 No 14 UL 508 CSA C22-2 No 14 UL 508 GOST CCC GOST CSA C22-2 No 14 UL 508 CCC UL 508 CCC CSA C22-2 No 14 GOST CCC CSA C22-2 No 14 UL 508 GOST UL 508 GOST CCC CSA C22-2 No 14 CSA C22-2 No 14 GOST UL 508 CCC UL 508 CSA C22-2 No 14 GOST CCC UL 508 CCC CSA C22-2 No 14 GOST CSA C22-2 No 14 CCC GOST UL 508 UL 508 GOST CCC CSA C22-2 No 14 UL 508 GOST CCC CSA C22-2 No 14 CCC CSA C22-2 No 14 UL 508 GOST CSA C22-2 No 14 GOST UL 508 CCC CCC CSA C22-2 No 14 UL 508 GOST CCC CSA C22-2 No 14 GOST UL 508 CCC GOST CSA C22-2 No 14 UL 508 GOST CSA C22-2 No 14 CCC UL 508 UL 508 CCC GOST CSA C22-2 No 14 GOST CSA C22-2 No 14 CCC UL 508 GOST CSA C22-2 No 14 UL 508 CCC CSA C22-2 No 14 CCC UL 508 GOST UL 508 CCC CSA C22-2 No 14 GOST CSA C22-2 No 14 UL 508 CCC GOST CCC CSA C22-2 No 14 GOST UL 508 CCC GOST CSA C22-2 No 14 UL 508 UL 508 CCC CSA C22-2 No 14 GOST USSR CSA BV ASE EDF ASE USSR BV EDF CSA ASE USSR EDF BV CSA ASE BV USSR CSA EDF EDF USSR ASE CSA BV USSR EDF ASE CSA BV ASE EDF USSR BV CSA ASE EDF BV CSA USSR ASE CSA USSR EDF BV ASE USSR BV CSA EDF USSR ASE BV EDF CSA CSA USSR ASE EDF BV ASE USSR BV EDF CSA ASE CSA BV USSR EDF USSR EDF CSA BV ASE USSR EDF BV ASE CSA USSR BV ASE EDF CSA ASE CSA EDF USSR BV EDF BV CSA ASE USSR EDF CSA ASE BV USSR EDF CSA ASE USSR BV BV USSR EDF CSA ASE EDF BV CSA USSR ASE BV ASE CSA USSR EDF EDF ASE BV CSA USSR ASE EDF USSR BV CSA ASE EDF USSR BV CSA USSR EDF CSA ASE BV EDF USSR ASE CSA BV USSR ASE EDF CSA BV USSR EDF ASE BV CSA EDF CSA BV USSR ASE BV ASE EDF CSA USSR USSR CSA ASE EDF BV USSR CSA EDF ASE BV EDF USSR CSA ASE BV ASE EDF USSR BV CSA CSA EDF ASE BV USSR GL CSA UL CSA UL GL CSA UL GL CSA GL UL UL CSA GL CSA GL UL UL GL CSA GL CSA UL UL GL CSA GL UL CSA CSA GL UL GL UL CSA GL CSA UL CSA UL GL GL UL CSA CSA GL UL CSA GL UL UL GL CSA CSA UL GL UL GL CSA CSA UL GL GL UL CSA GL UL CSA CSA GL UL UL CSA GL GL CSA UL GL CSA UL CSA UL GL UL CSA GL UL GL CSA GL CSA UL GL CSA UL GL CSA UL UL GL CSA UL CSA GL UL CSA GL CSA UL GL GL CSA UL GL UL CSA UL GL CSA CSA UL GL CSA GL UL UL GL CSA UL CSA GL GL UL CSA CSA GL UL CSA UL GL UL GL CSA CSA UL GL UL GL CSA CSA UL GL UL GL CSA UL CSA GL GL CSA UL GL CSA UL CSA GL UL GL CSA UL GL CSA UL GL CSA UL GL UL CSA CSA GL UL UL CSA GL GL UL CSA CSA UL GL CSA GL UL CSA UL GL CSA UL EAC UL EAC CSA EAC CSA UL CSA UL EAC EAC CSA UL CSA UL EAC UL CSA EAC EAC CSA UL EAC UL CSA UL CSA EAC UL CSA EAC UL EAC CSA UL CSA EAC EAC UL CSA EAC UL CSA EAC UL CSA CSA UL EAC CSA EAC UL CSA UL EAC UL CSA EAC UL EAC CSA EAC CSA UL UL EAC CSA EAC UL CSA EAC CSA UL CSA EAC UL EAC UL CSA UL CSA EAC UL CSA EAC EAC UL CSA UL CSA EAC CSA EAC UL UL CSA EAC UL CSA EAC UL CSA EAC EAC CSA UL EAC CSA UL UL CSA EAC CSA EAC UL UL CSA EAC CSA EAC UL EAC CSA UL EAC UL CSA CSA UL EAC UL GOST CSA UL GOST CSA GOST CSA UL CSA UL GOST GOST CSA UL CSA UL GOST UL CSA GOST GOST CSA UL CSA GOST UL GOST CSA UL UL CSA GOST UL CSA GOST UL CSA GOST UL GOST CSA CSA GOST UL UL CSA GOST UL GOST CSA CSA GOST UL UL GOST CSA GOST CSA UL CSA UL GOST GOST UL CSA UL GOST CSA CSA GOST UL GOST CSA UL CSA UL GOST UL CSA GOST GOST UL CSA GOST UL CSA CSA UL GOST GOST CSA UL CSA UL GOST CSA UL GOST GOST UL CSA UL GOST CSA GOST UL CSA UL GOST CSA CSA GOST UL GOST UL CSA GOST CSA UL GOST UL CSA UL GOST CSA GOST CSA UL CSA GOST UL UL CSA GOST GOST UL CSA
| protection against electric shocks | 4 kV class III conforming to IEC 60664-1 4 kV class III conforming to IEC 61812-1 4 kV class III conforming to IEC 60664-1 4 kV class III conforming to IEC 61812-1 4 kV class III conforming to IEC 60664-1 4 kV class III conforming to IEC 61812-1 4 kV class III conforming to IEC 60664-1 4 kV class III conforming to IEC 61812-1 2 kV: level 3 conforming to IEC 61000-4-5 2 kV: level 3 conforming to IEC 61000-4-5 2 kV: level 3 conforming to IEC 61000-4-5 2 kV: level 3 conforming to IEC 61000-4-5 2 kV: level 3 conforming to IEC 61000-4-5 2 kV: level 3 conforming to IEC 61000-4-5 2 kV: level 3 conforming to IEC 61000-4-5 2 kV: level 3 conforming to IEC 61000-4-5 2 kV: level 3 conforming to IEC 61000-4-5 2 kV: level 3 conforming to IEC 61000-4-5 2 kV: level 3 conforming to IEC 61000-4-5 2 kV: level 3 conforming to IEC 61000-4-5 2 kV: level 3 conforming to IEC 61000-4-5 2 kV: level 3 conforming to IEC 61000-4-5 2 kV: level 3 conforming to IEC 61000-4-5 2 kV: level 3 conforming to IEC 61000-4-5 2 kV: level 3 conforming to IEC 61000-4-5 2 kV: level 3 conforming to IEC 61000-4-5 2 kV: level 3 conforming to IEC 61000-4-5 2 kV: level 3 conforming to IEC 61000-4-5 2 kV: level 3 conforming to IEC 61000-4-5 2 kV: level 3 conforming to IEC 61000-4-5 2 kV: level 3 conforming to IEC 61000-4-5 2 kV: level 3 conforming to IEC 61000-4-5 2 kV: level 3 conforming to IEC 61000-4-5 2 kV: level 3 conforming to IEC 61000-4-5 2 kV: level 3 conforming to IEC 61000-4-5 2 kV: level 3 conforming to IEC 61000-4-5 2 kV: level 3 conforming to IEC 61000-4-5 2 kV: level 3 conforming to IEC 61000-4-5 2 kV: level 3 conforming to IEC 61000-4-5 2 kV: level 3 conforming to IEC 61000-4-5 2 kV conforming to IEC 61000-4-5 level 3 2 kV conforming to IEC 61000-4-5 level 3 2 kV: level 3 conforming to IEC 61000-4-5 2 kV: level 3 conforming to IEC 61000-4-5 2 kV: level 3 conforming to IEC 61000-4-5 2 kV: level 3 conforming to IEC 61000-4-5 2 kV: level 3 conforming to IEC 61000-4-5 2 kV: level 3 conforming to IEC 61000-4-5 2 kV: level 3 conforming to IEC 61000-4-5 2 kV: level 3 conforming to IEC 61000-4-5 2 kV: level 3 conforming to IEC 61000-4-5
| protective treatment | TC TC TC TC TC TC TC TC TC TC TC TC TC TC TC TC TC TC TC TC TC TC TC TC TC TC TC TC TC TC TC TC TC TC TC TC TC TC TC TC TC TC TC TC TC TC TC TC TC TC TC TC TC TC TC TC TC TC TC TC TC TC TC TC TC TC TC TC TC TC TC TC TC TC TC TC TC TC TC TC TC TC TC TC TC TC TC TC TC TC TC TC TC TC TC TC TC TC TC TC TC TC TC TC TC TC TC TC TC TC TC TC TC TC TC TC TC TC TC TC TC TC TC TC TC TC TC TC TC TC TC TC TC TC TC TC TC TC TC TC TC TC TC TC TC TC TC TC TC TC TC TC TC TC TC TC TC TC TC TC TC TC TC TC TC TC TC TC TC TC TC TC TC TC TC TC TC TC TC TC TC TC TC TC TC TC TC TC TC TC TC TC TC TC TC TC TC TC TC TC TC TC TC TC TC TC TC TC TC TC TC TC TC TC TC TC TC TC TC TC TC TC TC TC TC TC TC TC TC TC TC TC TC TC TC TC TC TC TC TC TC TC TC TC TC TC TC TC TC TC TC TC TC TC TC TC TC TC TC TC TC TC TC TC TC TC TC TC TC TC TC TC TC TC TC TC TC TC TC TC TC TC TC TC TC TC TC TC TC TC TC TC TC TC TC TC TC TC TC TC TC TC TC TC TC TC TC TC TC TC TC TC TC TC TC TC TC TC TC TC TC TC TC TC TC TC TC TC TC TC TC TC TC TC TC TC TC TC TC TC TC TC TC TC TC TC TC TC TC TC TC TC TC TC TC TC
| relative humidity | 95 % at 55 °C conforming to IEC 60068-2-30 95 % at 55 °C conforming to IEC 60068-2-30 95 % at 55 °C conforming to IEC 60068-2-30 95 % at 55 °C conforming to IEC 60068-2-30 95 % at 55 °C conforming to IEC 60068-2-30 95 % at 55 °C conforming to IEC 60068-2-30 95 % at 55 °C conforming to IEC 60068-2-30 95 % at 55 °C conforming to IEC 60068-2-30 95 % at 55 °C conforming to IEC 60068-2-30 95 % at 55 °C conforming to IEC 60068-2-30 95 % at 55 °C conforming to IEC 60068-2-30 95 % at 55 °C conforming to IEC 60068-2-30 95 % at 55 °C conforming to IEC 60068-2-30 95 % at 55 °C conforming to IEC 60068-2-30 95 % at 55 °C conforming to IEC 60068-2-30 95 % at 55 °C conforming to IEC 60068-2-30 95 % at 55 °C conforming to IEC 60068-2-30 95 % at 55 °C conforming to IEC 60068-2-30 95 % at 55 °C conforming to IEC 60068-2-30 95 % at 55 °C conforming to IEC 60068-2-30 95 % at 55 °C conforming to IEC 60068-2-30 95 % at 55 °C conforming to IEC 60068-2-30 95 % at 55 °C conforming to IEC 60068-2-30 95 % at 55 °C conforming to IEC 60068-2-30 95 % at 55 °C conforming to IEC 60068-2-30 95 % at 55 °C conforming to IEC 60068-2-30 95 % at 55 °C conforming to IEC 60068-2-30 95 % at 55 °C conforming to IEC 60068-2-30 95 % at 55 °C conforming to IEC 60068-2-30 93…97 % at 25…55 °C conforming to IEC 60068-2-30 93…97 % at 25…55 °C conforming to IEC 60068-2-30 93…97 % at 25…55 °C conforming to IEC 60068-2-30 93…97 % at 25…55 °C conforming to IEC 60068-2-30 93…97 % at 25…55 °C conforming to IEC 60068-2-30 93…97 % at 25…55 °C conforming to IEC 60068-2-30 93…97 % at 25…55 °C conforming to IEC 60068-2-30 93…97 % at 25…55 °C conforming to IEC 60068-2-30 93…97 % at 25…55 °C conforming to IEC 60068-2-30 93…97 % at 25…55 °C conforming to IEC 60068-2-30 93…97 % at 25…55 °C conforming to IEC 60068-2-30 93…97 % at 25…55 °C conforming to IEC 60068-2-30 93…97 % at 25…55 °C conforming to IEC 60068-2-30 93…97 % at 25…55 °C conforming to IEC 60068-2-30 93…97 % at 25…55 °C conforming to IEC 60068-2-30 93…97 % at 25…55 °C conforming to IEC 60068-2-30 93…97 % at 25…55 °C conforming to IEC 60068-2-30 93…97 % at 25…55 °C conforming to IEC 60068-2-30 93…97 % at 25…55 °C conforming to IEC 60068-2-30 93…97 % at 25…55 °C conforming to IEC 60068-2-30 93…97 % at 25…55 °C conforming to IEC 60068-2-30 93…97 % at 25…55 °C conforming to IEC 60068-2-30 93…97 % at 25…55 °C conforming to IEC 60068-2-30 93 % without condensation conforming to IEC 60068-2-30 93 % without condensation conforming to IEC 60068-2-30 93 % without condensation conforming to IEC 60068-2-30 93 % without condensation conforming to IEC 60068-2-30 93 % without condensation conforming to IEC 60068-2-30 93 % without condensation conforming to IEC 60068-2-30 93 % without condensation conforming to IEC 60068-2-30 93 % without condensation conforming to IEC 60068-2-30 93 % without condensation conforming to IEC 60068-2-30 93 % without condensation conforming to IEC 60068-2-30 93 % without condensation conforming to IEC 60068-2-30 93 % without condensation conforming to IEC 60068-2-30 93 % without condensation conforming to IEC 60068-2-30 93 % without condensation conforming to IEC 60068-2-30 93 % without condensation conforming to IEC 60068-2-30 93 % without condensation conforming to IEC 60068-2-30 93 % without condensation conforming to IEC 60068-2-30 93 %, without condensation conforming to IEC 60068-2-30 93 %, without condensation conforming to IEC 60068-2-30 93 %, without condensation conforming to IEC 60068-2-30 93 %, without condensation conforming to IEC 60068-2-30 93 %, without condensation conforming to IEC 60068-2-30 93 %, without condensation conforming to IEC 60068-2-30 93 %, without condensation conforming to IEC 60068-2-30 95 % at 25…55 °C 95 % at 25…55 °C 95 % at 25…55 °C 95 % at 25…55 °C 95 % at 25…55 °C 95 % at 25…55 °C 95 % at 25…55 °C 95 % at 25…55 °C 95 % at 25…55 °C 95 % at 25…55 °C 95 % at 25…55 °C 95 % at 25…55 °C 95 % at 25…55 °C 95 % at 25…55 °C 95 % at 25…55 °C 95 % at 25…55 °C 95 % at 25…55 °C 95 % at 25…55 °C 95 % at 25…55 °C 95 % at 25…55 °C 95 % at 25…55 °C 95 % at 25…55 °C 95 % at 25…55 °C 95 % at 25…55 °C 95 % at 25…55 °C 95 % at 25…55 °C 93 % without condensation conforming to IEC 60068-2-3 93 % without condensation conforming to IEC 60068-2-3 93 % without condensation conforming to IEC 60068-2-3 93 % without condensation conforming to IEC 60068-2-3 95 % without condensation conforming to IEC 60068-2-6 95 % without condensation conforming to IEC 60068-2-6 95 % without condensation conforming to IEC 60068-2-6 95 % without condensation conforming to IEC 60068-2-6 95 % without condensation conforming to IEC 60068-2-6 95 % without condensation conforming to IEC 60068-2-6 95 % without condensation conforming to IEC 60068-2-6 95 % without condensation conforming to IEC 60068-2-6 95 % without condensation conforming to IEC 60068-2-6 95 % without condensation conforming to IEC 60068-2-6 35…85 % without condensation 35…85 % without condensation 35…85 % without condensation 35…85 % without condensation 35…85 % without condensation 35…85 % without condensation 35…85 % without condensation 35…85 % without condensation 35…85 % without condensation 35…85 % without condensation 35…85 % without condensation 35…85 % without condensation 35…85 % without condensation 35…85 % without condensation 35…85 % without condensation 15…85 % conforming to IEC 60721-3-3 15…85 % conforming to IEC 60721-3-3 15…85 % conforming to IEC 60721-3-3 15…85 % conforming to IEC 60721-3-3 15…85 % conforming to IEC 60721-3-3 15…85 % conforming to IEC 60721-3-3 15…85 % conforming to IEC 60721-3-3 15…85 % conforming to IEC 60721-3-3 15…85 % conforming to IEC 60721-3-3 15…85 % conforming to IEC 60721-3-3 15…85 % conforming to IEC 60721-3-3 15…85 % 3K3 conforming to IEC 60721-3-3 15…85 % 3K3 conforming to IEC 60721-3-3 15…85 % 3K3 conforming to IEC 60721-3-3 15…85 % 3K3 conforming to IEC 60721-3-3 15…85 % 3K3 conforming to IEC 60721-3-3 15…85 % 3K3 conforming to IEC 60721-3-3 15…85 % 3K3 conforming to IEC 60721-3-3 15…85 % 3K3 conforming to IEC 60721-3-3 15…85 % 3K3 conforming to IEC 60721-3-3 15…85 % 3K3 conforming to IEC 60721-3-3 15…85 % 3K3 conforming to IEC 60721-3-3 15…85 % 3K3 conforming to IEC 60721-3-3 15…85 % 3K3 conforming to IEC 60721-3-3 15…85 % 3K3 conforming to IEC 60721-3-3 15…85 % 3K3 conforming to IEC 60721-3-3 15…85 % 3K3 conforming to IEC 60721-3-3 15…85 % 3K3 conforming to IEC 60721-3-3 15…85 % 3K3 conforming to IEC 60721-3-3 15…85 % 3K3 conforming to IEC 60721-3-3 15…85 % 3K3 conforming to IEC 60721-3-3 15…85 % 3K3 conforming to IEC 60721-3-3 15…85 % 3K3 conforming to IEC 60721-3-3 15…85 % 3K3 conforming to IEC 60721-3-3 15…85 % 3K3 conforming to IEC 60721-3-3 15…85 % 3K3 conforming to IEC 60721-3-3 15…85 % 3K3 conforming to IEC 60721-3-3 15…85 % 3K3 conforming to IEC 60721-3-3 15…85 % 3K3 conforming to IEC 60721-3-3 15…85 % 3K3 conforming to IEC 60721-3-3 15…85 % 3K3 conforming to IEC 60721-3-3 15…85 % 3K3 conforming to IEC 60721-3-3 15…85 % 3K3 conforming to IEC 60721-3-3 15…85 % 3K3 conforming to IEC 60721-3-3 15…85 % 3K3 conforming to IEC 60721-3-3 15…85 % 3K3 conforming to IEC 60721-3-3 15…85 % 3K3 conforming to IEC 60721-3-3 15…85 % 3K3 conforming to IEC 60721-3-3 15…85 % 3K3 conforming to IEC 60721-3-3 15…85 % 3K3 conforming to IEC 60721-3-3 15…85 % 3K3 conforming to IEC 60721-3-3 15…85 % 3K3 conforming to IEC 60721-3-3 15…85 % 3K3 conforming to IEC 60721-3-3 15…85 % 3K3 conforming to IEC 60721-3-3 15…85 % 3K3 conforming to IEC 60721-3-3 15…85 % 3K3 conforming to IEC 60721-3-3 15…85 % 3K3 conforming to IEC 60721-3-3 15…85 % 3K3 conforming to IEC 60721-3-3 15…85 % 3K3 conforming to IEC 60721-3-3 15…85 % 3K3 conforming to IEC 60721-3-3 15…85 % 3K3 conforming to IEC 60721-3-3 15…85 % 3K3 conforming to IEC 60721-3-3 15…85 % 3K3 conforming to IEC 60721-3-3 15…85 % 3K3 conforming to IEC 60721-3-3 15…85 % 3K3 conforming to IEC 60721-3-3 15…85 % 3K3 conforming to IEC 60721-3-3
| resistance to electromagnetic fields | 10 V/m 26 MHz to 1 GHz conforming to IEC 61000-4-3 level 3 10 V/m 26 MHz to 1 GHz conforming to IEC 61000-4-3 level 3 10 V/m 26 MHz to 1 GHz conforming to IEC 61000-4-3 level 3 10 V/m 26 MHz to 1 GHz conforming to EN/IEC 61000-4-3 level 3 10 V/m conforming to EN/IEC 61000-4-3 level 3 10 V/m conforming to EN/IEC 61000-4-3 level 3 10 V/m conforming to EN/IEC 61000-4-3 level 3 10 V/m conforming to EN/IEC 61000-4-3 level 3 10 V/m conforming to EN/IEC 61000-4-3 level 3 10 V/m conforming to EN/IEC 61000-4-3 level 3 10 V/m conforming to EN/IEC 61000-4-3 level 3 10 V/m conforming to EN/IEC 61000-4-3 level 3 10 V/m conforming to EN/IEC 61000-4-3 level 3 10 V/m conforming to EN/IEC 61000-4-3 level 3 10 V/m conforming to IEC 61000-4-3 level 3 10 V/m conforming to IEC 61000-4-3 level 3 10 V/m conforming to IEC 61000-4-3 level 3 10 V/m conforming to IEC 61000-4-3 level 3 10 V/m conforming to IEC 61000-4-3 level 3 10 V/m conforming to IEC 61000-4-3 level 3 10 V/m conforming to IEC 61000-4-3 level 3 10 V/m conforming to IEC 61000-4-3 level 3 10 V/m conforming to IEC 61000-4-3 level 3 10 V/m conforming to IEC 61000-4-3 level 3 10 V/m conforming to IEC 61000-4-3 level 3 10 V/m conforming to IEC 61000-4-3 level 3 10 V/m conforming to IEC 61000-4-3 level 3 10 V/m conforming to IEC 61000-4-3 level 3 10 V/m conforming to IEC 61000-4-3 level 3 10 V/m conforming to IEC 61000-4-3 level 3 10 V/m conforming to IEC 61000-4-3 level 3 10 V/m conforming to IEC 61000-4-3 level 3 10 V/m conforming to IEC 61000-4-3 level 3 10 V/m conforming to IEC 61000-4-3 level 3 10 V/m conforming to IEC 61000-4-3 level 3 10 V/m conforming to IEC 61000-4-3 level 3 10 V/m conforming to IEC 61000-4-3 level 3 10 V/m conforming to IEC 61000-4-3 level 3 10 V/m conforming to IEC 61000-4-3 level 3 10 V/m conforming to IEC 61000-4-3 level 3 10 V/m conforming to IEC 61000-4-3 level 3 10 V/m conforming to IEC 61000-4-3 level 3 10 V/m conforming to IEC 61000-4-3 level 3 10 V/m conforming to IEC 61000-4-3 level 3 10 V/m conforming to IEC 61000-4-3 level 3 10 V/m conforming to IEC 61000-4-3 level 3 10 V/m conforming to IEC 61000-4-3 level 3 10 V/m conforming to IEC 61000-4-3 level 3 10 V/m conforming to IEC 61000-4-3 level 3 10 V/m conforming to IEC 61000-4-3 level 3 10 V/m conforming to IEC 61000-4-3 level 3 10 V/m conforming to IEC 61000-4-3 level 3 10 V/m conforming to IEC 61000-4-3 level 3 10 V/m conforming to IEC 61000-4-3 level 3 10 V/m conforming to IEC 61000-4-3 level 3 10 V/m conforming to IEC 61000-4-3 level 3 10 V/m conforming to IEC 61000-4-3 level 3 10 V/m conforming to IEC 61000-4-3 level 3 10 V/m conforming to IEC 61000-4-3 level 3 10 V/m conforming to IEC 61000-4-3 level 3 10 V/m conforming to IEC 61000-4-3 level 3 10 V/m conforming to IEC 61000-4-3 level 3 10 V/m conforming to IEC 61000-4-3 level 3 10 V/m conforming to IEC 61000-4-3 level 3 10 V/m conforming to IEC 61000-4-3 level 3 10 V/m conforming to IEC 61000-4-3 level 3 10 V/m conforming to IEC 61000-4-3 level 3 10 V/m conforming to IEC 61000-4-3 level 3 10 V/m conforming to IEC 61000-4-3 level 3 10 V/m conforming to IEC 61000-4-3 level 3 10 V/m conforming to IEC 61000-4-3 level 3 10 V/m conforming to IEC 61000-4-3 level 3 10 V/m conforming to IEC 61000-4-3 level 3 10 V/m conforming to IEC 61000-4-3 level 3 10 V/m conforming to IEC 61000-4-3 level 3 10 V/m conforming to IEC 61000-4-3 level 3 10 V/m conforming to IEC 61000-4-3 level 3 10 V/m conforming to IEC 61000-4-3 level 3 10 V/m conforming to IEC 61000-4-3 level 3 10 V/m conforming to IEC 61000-4-3 level 3
| resistance to electrostatic discharge | 6 kV in contact conforming to EN/IEC 61000-4-2 level 3 8 kV in air conforming to EN/IEC 61000-4-2 level 3 6 kV in contact conforming to EN/IEC 61000-4-2 level 3 8 kV in air conforming to EN/IEC 61000-4-2 level 3 6 kV in contact conforming to EN/IEC 61000-4-2 level 3 8 kV in air conforming to EN/IEC 61000-4-2 level 3 6 kV in contact conforming to EN/IEC 61000-4-2 level 3 8 kV in air conforming to EN/IEC 61000-4-2 level 3 6 kV in contact conforming to EN/IEC 61000-4-2 level 3 8 kV in air conforming to EN/IEC 61000-4-2 level 3 6 kV in contact conforming to EN/IEC 61000-4-2 level 3 8 kV in air conforming to EN/IEC 61000-4-2 level 3 6 kV in contact conforming to EN/IEC 61000-4-2 level 3 8 kV in air conforming to EN/IEC 61000-4-2 level 3 6 kV in contact conforming to EN/IEC 61000-4-2 level 3 8 kV in air conforming to EN/IEC 61000-4-2 level 3 6 kV in contact conforming to EN/IEC 61000-4-2 level 3 8 kV in air conforming to EN/IEC 61000-4-2 level 3 6 kV in contact conforming to EN/IEC 61000-4-2 level 3 8 kV in air conforming to EN/IEC 61000-4-2 level 3 6 kV in contact conforming to EN/IEC 61000-4-2 level 3 8 kV in air conforming to EN/IEC 61000-4-2 level 3 6 kV in contact conforming to EN/IEC 61000-4-2 level 3 8 kV in air conforming to EN/IEC 61000-4-2 level 3 6 kV in contact conforming to EN/IEC 61000-4-2 level 3 8 kV in air conforming to EN/IEC 61000-4-2 level 3 6 kV in contact conforming to EN/IEC 61000-4-2 level 3 8 kV in air conforming to EN/IEC 61000-4-2 level 3 6 kV (in contact) conforming to IEC 61000-4-2 level 3 8 kV (in air) conforming to IEC 61000-4-2 level 3 6 kV (in contact) conforming to IEC 61000-4-2 level 3 8 kV (in air) conforming to IEC 61000-4-2 level 3 6 kV (in contact) conforming to IEC 61000-4-2 level 3 8 kV (in air) conforming to IEC 61000-4-2 level 3 6 kV (in contact) conforming to IEC 61000-4-2 level 3 8 kV (in air) conforming to IEC 61000-4-2 level 3 6 kV (in contact) conforming to IEC 61000-4-2 level 3 8 kV (in air) conforming to IEC 61000-4-2 level 3 6 kV (in contact) conforming to IEC 61000-4-2 level 3 8 kV (in air) conforming to IEC 61000-4-2 level 3 6 kV (in contact) conforming to IEC 61000-4-2 level 3 8 kV (in air) conforming to IEC 61000-4-2 level 3 6 kV (in contact) conforming to IEC 61000-4-2 level 3 8 kV (in air) conforming to IEC 61000-4-2 level 3 6 kV (in contact) conforming to IEC 61000-4-2 level 3 8 kV (in air) conforming to IEC 61000-4-2 level 3 6 kV contact conforming to IEC 61000-4-2 level 3 8 kV air conforming to IEC 61000-4-2 level 3 6 kV contact conforming to IEC 61000-4-2 level 3 8 kV air conforming to IEC 61000-4-2 level 3 6 kV contact conforming to IEC 61000-4-2 level 3 8 kV air conforming to IEC 61000-4-2 level 3 6 kV contact conforming to IEC 61000-4-2 level 3 8 kV air conforming to IEC 61000-4-2 level 3 6 kV contact conforming to IEC 61000-4-2 level 3 8 kV air conforming to IEC 61000-4-2 level 3 6 kV contact conforming to IEC 61000-4-2 level 3 8 kV air conforming to IEC 61000-4-2 level 3 6 kV contact conforming to IEC 61000-4-2 level 3 8 kV air conforming to IEC 61000-4-2 level 3 6 kV contact conforming to IEC 61000-4-2 level 3 8 kV air conforming to IEC 61000-4-2 level 3 6 kV contact conforming to IEC 61000-4-2 level 3 8 kV air conforming to IEC 61000-4-2 level 3 6 kV contact conforming to IEC 61000-4-2 level 3 8 kV air conforming to IEC 61000-4-2 level 3 6 kV contact conforming to IEC 61000-4-2 level 3 8 kV air conforming to IEC 61000-4-2 level 3 6 kV contact conforming to IEC 61000-4-2 level 3 8 kV air conforming to IEC 61000-4-2 level 3 6 kV contact conforming to IEC 61000-4-2 level 3 8 kV air conforming to IEC 61000-4-2 level 3 6 kV contact conforming to IEC 61000-4-2 level 3 8 kV air conforming to IEC 61000-4-2 level 3 6 kV contact conforming to IEC 61000-4-2 level 3 8 kV air conforming to IEC 61000-4-2 level 3 6 kV contact conforming to IEC 61000-4-2 level 3 8 kV air conforming to IEC 61000-4-2 level 3 6 kV contact conforming to IEC 61000-4-2 level 3 8 kV air conforming to IEC 61000-4-2 level 3 6 kV contact conforming to IEC 61000-4-2 level 3 8 kV air conforming to IEC 61000-4-2 level 3 6 kV contact conforming to IEC 61000-4-2 level 3 8 kV air conforming to IEC 61000-4-2 level 3 6 kV contact conforming to IEC 61000-4-2 level 3 8 kV air conforming to IEC 61000-4-2 level 3 6 kV contact conforming to IEC 61000-4-2 level 3 8 kV air conforming to IEC 61000-4-2 level 3 6 kV contact conforming to IEC 61000-4-2 level 3 8 kV air conforming to IEC 61000-4-2 level 3 6 kV contact conforming to IEC 61000-4-2 level 3 8 kV air conforming to IEC 61000-4-2 level 3 6 kV contact conforming to IEC 61000-4-2 level 3 8 kV air conforming to IEC 61000-4-2 level 3 6 kV contact conforming to IEC 61000-4-2 level 3 8 kV air conforming to IEC 61000-4-2 level 3 6 kV contact conforming to IEC 61000-4-2 level 3 8 kV air conforming to IEC 61000-4-2 level 3 6 kV contact conforming to IEC 61000-4-2 level 3 8 kV air conforming to IEC 61000-4-2 level 3 6 kV contact conforming to IEC 61000-4-2 level 3 8 kV air conforming to IEC 61000-4-2 level 3 6 kV contact conforming to IEC 61000-4-2 level 3 8 kV air conforming to IEC 61000-4-2 level 3 6 kV contact conforming to IEC 61000-4-2 level 3 8 kV air conforming to IEC 61000-4-2 level 3 6 kV contact conforming to IEC 61000-4-2 level 3 8 kV air conforming to IEC 61000-4-2 level 3 6 kV contact conforming to IEC 61000-4-2 level 3 8 kV air conforming to IEC 61000-4-2 level 3 6 kV contact conforming to IEC 61000-4-2 level 3 8 kV air conforming to IEC 61000-4-2 level 3 6 kV contact conforming to IEC 61000-4-2 level 3 8 kV air conforming to IEC 61000-4-2 level 3 6 kV contact conforming to IEC 61000-4-2 level 3 8 kV air conforming to IEC 61000-4-2 level 3 6 kV contact conforming to IEC 61000-4-2 level 3 8 kV air conforming to IEC 61000-4-2 level 3 6 kV contact conforming to IEC 61000-4-2 level 3 8 kV air conforming to IEC 61000-4-2 level 3 6 kV contact conforming to IEC 61000-4-2 level 3 8 kV air conforming to IEC 61000-4-2 level 3 6 kV contact conforming to IEC 61000-4-2 level 3 8 kV air conforming to IEC 61000-4-2 level 3 6 kV contact conforming to IEC 61000-4-2 level 3 8 kV air conforming to IEC 61000-4-2 level 3 6 kV contact conforming to IEC 61000-4-2 level 3 8 kV air conforming to IEC 61000-4-2 level 3 6 kV contact conforming to IEC 61000-4-2 level 3 8 kV air conforming to IEC 61000-4-2 level 3 6 kV contact conforming to IEC 61000-4-2 level 3 8 kV air conforming to IEC 61000-4-2 level 3 6 kV contact conforming to IEC 61000-4-2 level 3 8 kV air conforming to IEC 61000-4-2 level 3 6 kV contact conforming to IEC 61000-4-2 level 3 8 kV air conforming to IEC 61000-4-2 level 3 6 kV contact conforming to IEC 61000-4-2 level 3 8 kV air conforming to IEC 61000-4-2 level 3 6 kV contact conforming to IEC 61000-4-2 level 3 8 kV air conforming to IEC 61000-4-2 level 3 6 kV contact conforming to IEC 61000-4-2 level 3 8 kV air conforming to IEC 61000-4-2 level 3 6 kV contact conforming to IEC 61000-4-2 level 3 8 kV air conforming to IEC 61000-4-2 level 3 6 kV contact conforming to IEC 61000-4-2 level 3 8 kV air conforming to IEC 61000-4-2 level 3 6 kV contact conforming to IEC 61000-4-2 level 3 8 kV air conforming to IEC 61000-4-2 level 3 6 kV contact conforming to IEC 61000-4-2 level 3 8 kV air conforming to IEC 61000-4-2 level 3 6 kV contact conforming to IEC 61000-4-2 level 3 8 kV air conforming to IEC 61000-4-2 level 3 6 kV contact conforming to IEC 61000-4-2 level 3 8 kV air conforming to IEC 61000-4-2 level 3 6 kV contact conforming to IEC 61000-4-2 level 3 8 kV air conforming to IEC 61000-4-2 level 3 6 kV in contact conforming to IEC 61000-4-2 level 3 8 kV in air conforming to IEC 61000-4-2 level 3 6 kV in contact conforming to IEC 61000-4-2 level 3 8 kV in air conforming to IEC 61000-4-2 level 3 6 kV in contact conforming to IEC 61000-4-2 level 3 8 kV in air conforming to IEC 61000-4-2 level 3 6 kV in contact conforming to IEC 61000-4-2 level 3 8 kV in air conforming to IEC 61000-4-2 level 3 6 kV in contact conforming to IEC 61000-4-2 level 3 8 kV in air conforming to IEC 61000-4-2 level 3 6 kV in contact conforming to IEC 61000-4-2 level 3 8 kV in air conforming to IEC 61000-4-2 level 3 6 kV in contact conforming to IEC 61000-4-2 level 3 8 kV in air conforming to IEC 61000-4-2 level 3 6 kV in contact conforming to IEC 61000-4-2 level 3 8 kV in air conforming to IEC 61000-4-2 level 3
| resistance to fast transients | 2 kV (capacitive connecting clip) conforming to EN/IEC 61000-4-4 level 4 4 kV (direct) conforming to EN/IEC 61000-4-4 level 4 2 kV (capacitive connecting clip) conforming to EN/IEC 61000-4-4 level 4 4 kV (direct) conforming to EN/IEC 61000-4-4 level 4 2 kV (capacitive connecting clip) conforming to EN/IEC 61000-4-4 level 4 4 kV (direct) conforming to EN/IEC 61000-4-4 level 4 2 kV (capacitive connecting clip) conforming to EN/IEC 61000-4-4 level 4 4 kV (direct) conforming to EN/IEC 61000-4-4 level 4 2 kV conforming to EN/IEC 61000-4-4 level 3 2 kV conforming to EN/IEC 61000-4-4 level 3 2 kV conforming to EN/IEC 61000-4-4 level 3 2 kV conforming to EN/IEC 61000-4-4 level 3 2 kV conforming to EN/IEC 61000-4-4 level 3 2 kV conforming to EN/IEC 61000-4-4 level 3 2 kV conforming to EN/IEC 61000-4-4 level 3 2 kV conforming to EN/IEC 61000-4-4 level 3 2 kV conforming to EN/IEC 61000-4-4 level 3 2 kV conforming to EN/IEC 61000-4-4 level 3 1 kV (on input-output) conforming to IEC 61000-4-4 2 kV (on power supply) conforming to IEC 61000-4-4 1 kV (on input-output) conforming to IEC 61000-4-4 2 kV (on power supply) conforming to IEC 61000-4-4 1 kV (on input-output) conforming to IEC 61000-4-4 2 kV (on power supply) conforming to IEC 61000-4-4 1 kV (on input-output) conforming to IEC 61000-4-4 2 kV (on power supply) conforming to IEC 61000-4-4 1 kV (on input-output) conforming to IEC 61000-4-4 2 kV (on power supply) conforming to IEC 61000-4-4 1 kV (on input-output) conforming to IEC 61000-4-4 2 kV (on power supply) conforming to IEC 61000-4-4 1 kV (on input-output) conforming to IEC 61000-4-4 2 kV (on power supply) conforming to IEC 61000-4-4 1 kV (on input-output) conforming to IEC 61000-4-4 2 kV (on power supply) conforming to IEC 61000-4-4 1 kV (on input-output) conforming to IEC 61000-4-4 2 kV (on power supply) conforming to IEC 61000-4-4 1 kV (on input-output) conforming to IEC 61000-4-4 2 kV (on power supply) conforming to IEC 61000-4-4 1 kV (on input-output) conforming to IEC 61000-4-4 2 kV (on power supply) conforming to IEC 61000-4-4 1 kV (on input-output) conforming to IEC 61000-4-4 2 kV (on power supply) conforming to IEC 61000-4-4 1 kV (on input-output) conforming to IEC 61000-4-4 2 kV (on power supply) conforming to IEC 61000-4-4 1 kV (on input-output) conforming to IEC 61000-4-4 2 kV (on power supply) conforming to IEC 61000-4-4 1 kV (on input-output) conforming to IEC 61000-4-4 2 kV (on power supply) conforming to IEC 61000-4-4 1 kV (on input-output) conforming to IEC 61000-4-4 2 kV (on power supply) conforming to IEC 61000-4-4 1 kV (on input-output) conforming to IEC 61000-4-4 2 kV (on power supply) conforming to IEC 61000-4-4 1 kV (on input-output) conforming to IEC 61000-4-4 2 kV (on power supply) conforming to IEC 61000-4-4 2 kV conforming to IEC 61000-4-4 level 3 2 kV conforming to IEC 61000-4-4 level 3 2 kV conforming to IEC 61000-4-4 level 3 2 kV conforming to IEC 61000-4-4 level 3 2 kV conforming to IEC 61000-4-4 level 3 2 kV conforming to IEC 61000-4-4 level 3 2 kV conforming to IEC 61000-4-4 level 3 2 kV conforming to IEC 61000-4-4 level 3 2 kV conforming to IEC 61000-4-4 level 3 2 kV conforming to IEC 61000-4-4 level 3 2 kV conforming to IEC 61000-4-4 level 3 2 kV conforming to IEC 61000-4-4 level 3 2 kV conforming to IEC 61000-4-4 level 3 2 kV conforming to IEC 61000-4-4 level 3 2 kV conforming to IEC 61000-4-4 level 3 2 kV conforming to IEC 61000-4-4 level 3 2 kV conforming to IEC 61000-4-4 level 3 2 kV conforming to IEC 61000-4-4 level 3 2 kV conforming to IEC 61000-4-4 level 3 2 kV conforming to IEC 61000-4-4 level 3 2 kV conforming to IEC 61000-4-4 level 3 2 kV conforming to IEC 61000-4-4 level 3 2 kV conforming to IEC 61000-4-4 level 3 2 kV conforming to IEC 61000-4-4 level 3 2 kV conforming to IEC 61000-4-4 level 3 2 kV conforming to IEC 61000-4-4 level 3 2 kV conforming to IEC 61000-4-4 level 3 2 kV conforming to IEC 61000-4-4 level 3 2 kV conforming to IEC 61000-4-4 level 3 2 kV conforming to IEC 61000-4-4 level 3 2 kV conforming to IEC 61000-4-4 level 3 2 kV conforming to IEC 61000-4-4 level 3 2 kV conforming to IEC 61000-4-4 level 3 2 kV conforming to IEC 61000-4-4 level 3 2 kV conforming to IEC 61000-4-4 level 3 2 kV conforming to IEC 61000-4-4 level 3 2 kV conforming to IEC 61000-4-4 level 3 2 kV conforming to IEC 61000-4-4 level 3 2 kV conforming to IEC 61000-4-4 level 3 2 kV conforming to IEC 61000-4-4 level 3 2 kV conforming to IEC 61000-4-4 level 3 2 kV conforming to IEC 61000-4-4 level 3 2 kV conforming to IEC 61000-4-4 level 3 2 kV conforming to IEC 61000-4-4 level 3 2 kV conforming to IEC 61000-4-4 level 3 2 kV conforming to IEC 61000-4-4 level 3 2 kV conforming to IEC 61000-4-4 level 3 2 kV conforming to IEC 61000-4-4 level 3 2 kV conforming to IEC 61000-4-4 level 3 2 kV conforming to IEC 61000-4-4 level 3 2 kV conforming to IEC 61000-4-4 level 3 2 kV conforming to IEC 61000-4-4 level 3 2 kV conforming to IEC 61000-4-4 level 3 2 kV conforming to IEC 61000-4-4 level 3 2 kV conforming to IEC 61000-4-4 level 3 2 kV conforming to IEC 61000-4-4 level 3 2 kV conforming to IEC 61000-4-4 level 3 2 kV conforming to IEC 61000-4-4 level 3 2 kV conforming to IEC 61000-4-4 level 3 2 kV conforming to IEC 61000-4-4 level 3 2 kV conforming to IEC 61000-4-4 level 3 2 kV conforming to IEC 61000-4-4 level 3 2 kV conforming to IEC 61000-4-4 level 3 2 kV conforming to IEC 61000-4-4 level 3 2 kV conforming to IEC 61000-4-4 level 3 2 kV conforming to IEC 61000-4-4 level 3
| shock resistance | 15 gn for 11 ms conforming to IEC 60255-21-1 15 gn for 11 ms conforming to IEC 60255-21-1 15 gn for 11 ms conforming to IEC 60255-21-1 15 gn for 11 ms conforming to IEC 60255-21-1 15 gn for 11 ms conforming to IEC 60255-21-1 15 gn for 11 ms conforming to IEC 60255-21-1 15 gn for 11 ms conforming to IEC 60255-21-1 5 gn conforming to IEC 60068-2-27 5 gn conforming to IEC 60068-2-27 5 gn conforming to IEC 60068-2-27 5 gn conforming to IEC 60068-2-27 5 gn conforming to IEC 60068-2-27 5 gn conforming to IEC 60068-2-27 5 gn conforming to IEC 60068-2-27 15 gn for 11 ms conforming to IEC 60255-21-1 15 gn for 11 ms conforming to IEC 60255-21-1 15 gn for 11 ms conforming to IEC 60255-21-1 15 gn for 11 ms conforming to IEC 60255-21-1 15 gn for 11 ms conforming to IEC 60255-21-1 15 gn for 11 ms conforming to IEC 60255-21-1 15 gn for 11 ms conforming to IEC 60255-21-1 15 gn for 11 ms conforming to IEC 60255-21-1 15 gn for 11 ms conforming to IEC 60255-21-1 15 gn for 11 ms conforming to IEC 60255-21-1 15 gn for 11 ms conforming to IEC 60255-21-1 15 gn for 11 ms conforming to IEC 60255-21-1 15 gn for 11 ms conforming to IEC 60255-21-1 5 gn conforming to IEC 60068-2-27 5 gn conforming to IEC 60068-2-27 5 gn conforming to IEC 60068-2-27 5 gn conforming to IEC 60068-2-27 5 gn conforming to IEC 60068-2-27 15 gn (duration = 11 ms) for not in operation conforming to IEC 60068-2-27 5 gn (duration = 11 ms) for in operation conforming to IEC 60068-2-27 15 gn (duration = 11 ms) for not in operation conforming to IEC 60068-2-27 5 gn (duration = 11 ms) for in operation conforming to IEC 60068-2-27 15 gn (duration = 11 ms) for not in operation conforming to IEC 60068-2-27 5 gn (duration = 11 ms) for in operation conforming to IEC 60068-2-27 15 gn (duration = 11 ms) for not in operation conforming to IEC 60068-2-27 5 gn (duration = 11 ms) for in operation conforming to IEC 60068-2-27 15 gn (duration = 11 ms) for not in operation conforming to IEC 60068-2-27 5 gn (duration = 11 ms) for in operation conforming to IEC 60068-2-27 15 gn (duration = 11 ms) for not in operation conforming to IEC 60068-2-27 5 gn (duration = 11 ms) for in operation conforming to IEC 60068-2-27 15 gn (duration = 11 ms) for not in operation conforming to IEC 60068-2-27 5 gn (duration = 11 ms) for in operation conforming to IEC 60068-2-27 15 gn (duration = 11 ms) for not in operation conforming to IEC 60068-2-27 5 gn (duration = 11 ms) for in operation conforming to IEC 60068-2-27 15 gn (duration = 11 ms) for not in operation conforming to IEC 60068-2-27 5 gn (duration = 11 ms) for in operation conforming to IEC 60068-2-27 15 gn (duration = 11 ms) for not in operation conforming to IEC 60068-2-27 5 gn (duration = 11 ms) for in operation conforming to IEC 60068-2-27 15 gn (duration = 11 ms) for not in operation conforming to IEC 60068-2-27 5 gn (duration = 11 ms) for in operation conforming to IEC 60068-2-27 15 gn (duration = 11 ms) for not in operation conforming to IEC 60068-2-27 5 gn (duration = 11 ms) for in operation conforming to IEC 60068-2-27 15 gn (duration = 11 ms) for not in operation conforming to IEC 60068-2-27 5 gn (duration = 11 ms) for in operation conforming to IEC 60068-2-27 15 gn (duration = 11 ms) for not in operation conforming to IEC 60068-2-27 5 gn (duration = 11 ms) for in operation conforming to IEC 60068-2-27 15 gn (duration = 11 ms) for not in operation conforming to IEC 60068-2-27 5 gn (duration = 11 ms) for in operation conforming to IEC 60068-2-27 15 gn (duration = 11 ms) for not in operation conforming to IEC 60068-2-27 5 gn (duration = 11 ms) for in operation conforming to IEC 60068-2-27 15 gn (duration = 11 ms) for not in operation conforming to IEC 60068-2-27 5 gn (duration = 11 ms) for in operation conforming to IEC 60068-2-27 15 gn (duration = 11 ms) for not in operation conforming to IEC 60068-2-27 5 gn (duration = 11 ms) for in operation conforming to IEC 60068-2-27 15 gn (duration = 11 ms) for not in operation conforming to IEC 60068-2-27 5 gn (duration = 11 ms) for in operation conforming to IEC 60068-2-27 15 gn (duration = 11 ms) for not in operation conforming to IEC 60068-2-27 5 gn (duration = 11 ms) for in operation conforming to IEC 60068-2-27 15 gn (duration = 11 ms) for not in operation conforming to IEC 60068-2-27 5 gn (duration = 11 ms) for in operation conforming to IEC 60068-2-27 15 gn (duration = 11 ms) for not in operation conforming to IEC 60068-2-27 5 gn (duration = 11 ms) for in operation conforming to IEC 60068-2-27 15 gn (duration = 11 ms) for not in operation conforming to IEC 60068-2-27 5 gn (duration = 11 ms) for in operation conforming to IEC 60068-2-27 15 gn for 11 ms conforming to IEC 60068-2-27 15 gn for 11 ms conforming to IEC 60068-2-27 15 gn for 11 ms conforming to IEC 60068-2-27 15 gn for 11 ms conforming to IEC 60068-2-27 15 gn for 11 ms conforming to IEC 60068-2-27 15 gn for 11 ms conforming to IEC 60068-2-27 15 gn for 11 ms conforming to IEC 60068-2-27 15 gn for 11 ms conforming to IEC 60068-2-27 15 gn for 11 ms conforming to IEC 60068-2-27 15 gn for 11 ms conforming to IEC 60068-2-27 15 gn for 11 ms conforming to IEC 60068-2-27 15 gn for 11 ms conforming to IEC 60068-2-27 15 gn for 11 ms conforming to IEC 60068-2-27 15 gn for 11 ms conforming to IEC 60068-2-27 15 gn for 11 ms conforming to IEC 60068-2-27 15 gn for 11 ms conforming to IEC 60068-2-27 15 gn for 11 ms conforming to IEC 60068-2-27 15 gn for 11 ms conforming to IEC 60068-2-27 15 gn for 11 ms conforming to IEC 60068-2-27 15 gn for 11 ms conforming to IEC 60068-2-27 15 gn for 11 ms conforming to IEC 60068-2-27 15 gn for 11 ms conforming to IEC 60068-2-27 15 gn for 11 ms conforming to IEC 60068-2-27 15 gn for 11 ms conforming to IEC 60068-2-27 15 gn not operating for 11 ms conforming to IEC 60068-2-27 5 gn in operation for 11 ms conforming to IEC 60068-2-27 15 gn not operating for 11 ms conforming to IEC 60068-2-27 5 gn in operation for 11 ms conforming to IEC 60068-2-27 15 gn not operating for 11 ms conforming to IEC 60068-2-27 5 gn in operation for 11 ms conforming to IEC 60068-2-27 15 gn not operating for 11 ms conforming to IEC 60068-2-27 5 gn in operation for 11 ms conforming to IEC 60068-2-27 15 gn not operating for 11 ms conforming to IEC 60068-2-27 5 gn in operation for 11 ms conforming to IEC 60068-2-27 15 gn not operating for 11 ms conforming to IEC 60068-2-27 5 gn in operation for 11 ms conforming to IEC 60068-2-27 15 gn not operating for 11 ms conforming to IEC 60068-2-27 5 gn in operation for 11 ms conforming to IEC 60068-2-27 15 gn not operating for 11 ms conforming to IEC 60068-2-27 5 gn in operation for 11 ms conforming to IEC 60068-2-27 15 gn not operating for 11 ms conforming to IEC 60068-2-27 5 gn in operation for 11 ms conforming to IEC 60068-2-27 15 gn not operating for 11 ms conforming to IEC 60068-2-27 5 gn in operation for 11 ms conforming to IEC 60068-2-27 15 gn not operating for 11 ms conforming to IEC 60068-2-27 5 gn in operation for 11 ms conforming to IEC 60068-2-27 15 gn not operating for 11 ms conforming to IEC 60068-2-27 5 gn in operation for 11 ms conforming to IEC 60068-2-27 15 gn not operating for 11 ms conforming to IEC 60068-2-27 5 gn in operation for 11 ms conforming to IEC 60068-2-27 15 gn not operating for 11 ms conforming to IEC 60068-2-27 5 gn in operation for 11 ms conforming to IEC 60068-2-27 15 gn not operating for 11 ms conforming to IEC 60068-2-27 5 gn in operation for 11 ms conforming to IEC 60068-2-27 15 gn not operating for 11 ms conforming to IEC 60068-2-27 5 gn in operation for 11 ms conforming to IEC 60068-2-27 15 gn not operating for 11 ms conforming to IEC 60068-2-27 5 gn in operation for 11 ms conforming to IEC 60068-2-27 15 gn not operating for 11 ms conforming to IEC 60068-2-27 5 gn in operation for 11 ms conforming to IEC 60068-2-27 15 gn not operating for 11 ms conforming to IEC 60068-2-27 5 gn in operation for 11 ms conforming to IEC 60068-2-27 15 gn not operating for 11 ms conforming to IEC 60068-2-27 5 gn in operation for 11 ms conforming to IEC 60068-2-27 15 gn not operating for 11 ms conforming to IEC 60068-2-27 5 gn in operation for 11 ms conforming to IEC 60068-2-27 15 gn not operating for 11 ms conforming to IEC 60068-2-27 5 gn in operation for 11 ms conforming to IEC 60068-2-27 15 gn not operating for 11 ms conforming to IEC 60068-2-27 5 gn in operation for 11 ms conforming to IEC 60068-2-27 15 gn not operating for 11 ms conforming to IEC 60068-2-27 5 gn in operation for 11 ms conforming to IEC 60068-2-27 15 gn not operating for 11 ms conforming to IEC 60068-2-27 5 gn in operation for 11 ms conforming to IEC 60068-2-27 15 gn not operating for 11 ms conforming to IEC 60068-2-27 5 gn in operation for 11 ms conforming to IEC 60068-2-27 50 gn for 11 ms conforming to IEC 60068-2-27 50 gn for 11 ms conforming to IEC 60068-2-27 50 gn for 11 ms conforming to IEC 60068-2-27 50 gn for 11 ms conforming to IEC 60068-2-27 50 gn for 11 ms conforming to IEC 60068-2-27 50 gn for 11 ms conforming to IEC 60068-2-27 50 gn for 11 ms conforming to IEC 60068-2-27 50 gn for 11 ms conforming to IEC 60068-2-27 50 gn for 11 ms conforming to IEC 60068-2-27 50 gn for 11 ms conforming to IEC 60068-2-27 50 gn for 11 ms conforming to IEC 60068-2-27 50 gn for 11 ms conforming to IEC 60068-2-27 50 gn for 11 ms conforming to IEC 60068-2-27 50 gn for 11 ms conforming to IEC 60068-2-27 50 gn for 11 ms conforming to IEC 60068-2-27 50 gn for 11 ms conforming to IEC 60068-2-27 50 gn for 11 ms conforming to IEC 60068-2-27 50 gn for 11 ms conforming to IEC 60068-2-27 25 gn conforming to IEC 60068-2-27 25 gn conforming to IEC 60068-2-27 50 gn for 11 ms conforming to NF C 20-608 50 gn for 11 ms conforming to NF C 20-608 50 gn for 11 ms conforming to NF C 20-608 50 gn for 11 ms conforming to NF C 20-608 50 gn for 11 ms conforming to NF C 20-608 50 gn for 11 ms conforming to NF C 20-608 50 gn for 11 ms conforming to NF C 20-608 50 gn for 11 ms conforming to NF C 20-608 50 gn for 11 ms conforming to NF C 20-608 50 gn for 11 ms conforming to NF C 20-608 50 gn for 11 ms conforming to NF C 20-608 50 gn for 11 ms conforming to NF C 20-608 50 gn for 11 ms conforming to NF C 20-608 50 gn for 11 ms conforming to NF C 20-608 50 gn for 11 ms conforming to NF C 20-608 50 gn for 11 ms conforming to NF C 20-608 50 gn for 11 ms conforming to NF C 20-608 50 gn for 11 ms conforming to NF C 20-608 50 gn for 11 ms conforming to NF C 20-608 50 gn for 11 ms conforming to NF C 20-608 50 gn for 11 ms conforming to NF C 20-608 50 gn for 11 ms conforming to NF C 20-608 50 gn for 11 ms conforming to NF C 20-608 50 gn for 11 ms conforming to NF C 20-608 50 gn for 11 ms conforming to NF C 20-608 50 gn for 11 ms conforming to NF C 20-608 50 gn for 11 ms conforming to NF C 20-608 50 gn for 11 ms conforming to NF C 20-608 50 gn for 11 ms conforming to NF C 20-608 50 gn for 11 ms conforming to NF C 20-608 50 gn for 11 ms conforming to NF C 20-608 50 gn for 11 ms conforming to NF C 20-608 50 gn for 11 ms conforming to NF C 20-608 50 gn for 11 ms conforming to NF C 20-608 50 gn for 11 ms conforming to NF C 20-608 50 gn for 11 ms conforming to NF C 20-608 50 gn for 11 ms conforming to NF C 20-608 50 gn for 11 ms conforming to NF C 20-608 15 gn for 11 ms conforming to IEC 60255-21-1 15 gn for 11 ms conforming to IEC 60255-21-1 15 gn for 11 ms conforming to IEC 60255-21-1 15 gn for 11 ms conforming to IEC 60255-21-1 15 gn for 11 ms conforming to IEC 60255-21-1 15 gn for 11 ms conforming to IEC 60255-21-1 15 gn for 11 ms conforming to IEC 60255-21-1 15 gn for 11 ms conforming to IEC 60255-21-1 15 gn for 11 ms conforming to IEC 60255-21-1 15 gn for 11 ms conforming to IEC 60255-21-1 15 gn for 11 ms conforming to IEC 60255-21-1 15 gn for 11 ms conforming to IEC 60068-2-27 15 gn for 11 ms conforming to IEC 60068-2-27 15 gn for 11 ms conforming to IEC 60068-2-27 15 gn for 11 ms conforming to IEC 60068-2-27 15 gn for 11 ms conforming to IEC 60068-2-27 15 gn for 11 ms conforming to IEC 60068-2-27 15 gn for 11 ms conforming to IEC 60068-2-27 15 gn for 11 ms conforming to IEC 60068-2-27 15 gn for 11 ms conforming to IEC 60068-2-27 15 gn for 11 ms conforming to IEC 60068-2-27 15 gn for 11 ms conforming to IEC 60068-2-27 15 gn for 11 ms conforming to IEC 60068-2-27 15 gn for 11 ms conforming to IEC 60068-2-27 15 gn for 11 ms conforming to IEC 60068-2-27 15 gn for 11 ms conforming to IEC 60068-2-27 15 gn for 11 ms conforming to IEC 60068-2-27 15 gn for 11 ms conforming to IEC 60068-2-27 15 gn for 11 ms conforming to IEC 60068-2-27 15 gn for 11 ms conforming to IEC 60068-2-27 15 gn for 11 ms conforming to IEC 60068-2-27 15 gn for 11 ms conforming to IEC 60068-2-27 15 gn conforming to IEC 60068-2-27 for 11 ms 15 gn conforming to IEC 60068-2-27 for 11 ms 15 gn for 11 ms conforming to IEC 60068-2-27 15 gn for 11 ms conforming to IEC 60068-2-27 15 gn for 11 ms conforming to IEC 60068-2-27 15 gn for 11 ms conforming to IEC 60068-2-27 15 gn for 11 ms conforming to IEC 60068-2-27 15 gn for 11 ms conforming to IEC 60068-2-27 15 gn for 11 ms conforming to IEC 60068-2-27 15 gn for 11 ms conforming to IEC 60068-2-27 15 gn for 11 ms conforming to IEC 60068-2-27 15 gn for 11 ms conforming to IEC 60068-2-27 15 gn for 11 ms conforming to IEC 60068-2-27 15 gn for 11 ms conforming to IEC 60068-2-27 15 gn for 11 ms conforming to IEC 60068-2-27 15 gn for 11 ms conforming to IEC 60068-2-27 15 gn for 11 ms conforming to IEC 60068-2-27 15 gn for 11 ms conforming to IEC 60068-2-27 15 gn for 11 ms conforming to IEC 60068-2-27 15 gn for 11 ms conforming to IEC 60068-2-27 15 gn for 11 ms conforming to IEC 60068-2-27 15 gn for 11 ms conforming to IEC 60068-2-27 15 gn for 11 ms conforming to IEC 60068-2-27 15 gn for 11 ms conforming to IEC 60068-2-27 15 gn for 11 ms conforming to IEC 60068-2-27 15 gn for 11 ms conforming to IEC 60068-2-27 15 gn for 11 ms conforming to IEC 60068-2-27 15 gn for 11 ms conforming to IEC 60068-2-27 15 gn for 11 ms conforming to IEC 60068-2-27 15 gn for 11 ms conforming to IEC 60068-2-27 15 gn for 11 ms conforming to IEC 60068-2-27 5 gn (duration = 11 ms) for not operating conforming to EN/IEC 60068-2-27 5 gn (duration = 11 ms) for in operation conforming to EN/IEC 60068-2-27 5 gn (duration = 11 ms) for not operating conforming to EN/IEC 60068-2-27 5 gn (duration = 11 ms) for in operation conforming to EN/IEC 60068-2-27 5 gn (duration = 11 ms) for not operating conforming to EN/IEC 60068-2-27 5 gn (duration = 11 ms) for in operation conforming to EN/IEC 60068-2-27 5 gn (duration = 11 ms) for not operating conforming to EN/IEC 60068-2-27 5 gn (duration = 11 ms) for in operation conforming to EN/IEC 60068-2-27 5 gn (duration = 11 ms) for not operating conforming to EN/IEC 60068-2-27 5 gn (duration = 11 ms) for in operation conforming to EN/IEC 60068-2-27 5 gn (duration = 11 ms) for not operating conforming to EN/IEC 60068-2-27 5 gn (duration = 11 ms) for in operation conforming to EN/IEC 60068-2-27 5 gn (duration = 11 ms) for not operating conforming to EN/IEC 60068-2-27 5 gn (duration = 11 ms) for in operation conforming to EN/IEC 60068-2-27 5 gn (duration = 11 ms) for not operating conforming to EN/IEC 60068-2-27 5 gn (duration = 11 ms) for in operation conforming to EN/IEC 60068-2-27 10 gn (duration = 11 ms) for not operating conforming to EN/IEC 60068-2-27 5 gn (duration = 11 ms) for in operation conforming to EN/IEC 60068-2-27 10 gn (duration = 11 ms) for not operating conforming to EN/IEC 60068-2-27 5 gn (duration = 11 ms) for in operation conforming to EN/IEC 60068-2-27 10 gn (duration = 11 ms) for not operating conforming to EN/IEC 60068-2-27 5 gn (duration = 11 ms) for in operation conforming to EN/IEC 60068-2-27 10 gn (duration = 11 ms) for not operating conforming to EN/IEC 60068-2-27 5 gn (duration = 11 ms) for in operation conforming to EN/IEC 60068-2-27 10 gn (duration = 11 ms) for not operating conforming to EN/IEC 60068-2-27 5 gn (duration = 11 ms) for in operation conforming to EN/IEC 60068-2-27 10 gn (duration = 11 ms) for not operating conforming to EN/IEC 60068-2-27 5 gn (duration = 11 ms) for in operation conforming to EN/IEC 60068-2-27 10 gn (duration = 11 ms) for not operating conforming to EN/IEC 60068-2-27 5 gn (duration = 11 ms) for in operation conforming to EN/IEC 60068-2-27 10 gn (duration = 11 ms) for not operating conforming to EN/IEC 60068-2-27 5 gn (duration = 11 ms) for in operation conforming to EN/IEC 60068-2-27 10 gn (duration = 11 ms) for not operating conforming to EN/IEC 60068-2-27 5 gn (duration = 11 ms) for in operation conforming to EN/IEC 60068-2-27 10 gn (duration = 11 ms) for not operating conforming to EN/IEC 60068-2-27 5 gn (duration = 11 ms) for in operation conforming to EN/IEC 60068-2-27 10 gn (duration = 11 ms) for not operating conforming to EN/IEC 60068-2-27 5 gn (duration = 11 ms) for in operation conforming to EN/IEC 60068-2-27 10 gn (duration = 11 ms) for not operating conforming to EN/IEC 60068-2-27 5 gn (duration = 11 ms) for in operation conforming to EN/IEC 60068-2-27 10 gn (duration = 11 ms) for not operating conforming to EN/IEC 60068-2-27 5 gn (duration = 11 ms) for in operation conforming to EN/IEC 60068-2-27 10 gn (duration = 11 ms) for not operating conforming to EN/IEC 60068-2-27 5 gn (duration = 11 ms) for in operation conforming to EN/IEC 60068-2-27 10 gn (duration = 11 ms) for not operating conforming to EN/IEC 60068-2-27 5 gn (duration = 11 ms) for in operation conforming to EN/IEC 60068-2-27 10 gn (duration = 11 ms) for not operating conforming to EN/IEC 60068-2-27 5 gn (duration = 11 ms) for in operation conforming to EN/IEC 60068-2-27 10 gn (duration = 11 ms) for not operating conforming to EN/IEC 60068-2-27 5 gn (duration = 11 ms) for in operation conforming to EN/IEC 60068-2-27 10 gn (duration = 11 ms) for not operating conforming to EN/IEC 60068-2-27 5 gn (duration = 11 ms) for in operation conforming to EN/IEC 60068-2-27 10 gn (duration = 11 ms) for not operating conforming to EN/IEC 60068-2-27 5 gn (duration = 11 ms) for in operation conforming to EN/IEC 60068-2-27 10 gn (duration = 11 ms) for not operating conforming to EN/IEC 60068-2-27 5 gn (duration = 11 ms) for in operation conforming to EN/IEC 60068-2-27 10 gn (duration = 11 ms) for not operating conforming to EN/IEC 60068-2-27 5 gn (duration = 11 ms) for in operation conforming to EN/IEC 60068-2-27 10 gn (duration = 11 ms) for not operating conforming to EN/IEC 60068-2-27 5 gn (duration = 11 ms) for in operation conforming to EN/IEC 60068-2-27 10 gn (duration = 11 ms) for not operating conforming to EN/IEC 60068-2-27 5 gn (duration = 11 ms) for in operation conforming to EN/IEC 60068-2-27 10 gn (duration = 11 ms) for not operating conforming to EN/IEC 60068-2-27 5 gn (duration = 11 ms) for in operation conforming to EN/IEC 60068-2-27 10 gn (duration = 11 ms) for not operating conforming to EN/IEC 60068-2-27 5 gn (duration = 11 ms) for in operation conforming to EN/IEC 60068-2-27 10 gn (duration = 11 ms) for not operating conforming to EN/IEC 60068-2-27 5 gn (duration = 11 ms) for in operation conforming to EN/IEC 60068-2-27 10 gn (duration = 11 ms) for not operating conforming to EN/IEC 60068-2-27 5 gn (duration = 11 ms) for in operation conforming to EN/IEC 60068-2-27 10 gn (duration = 11 ms) for not operating conforming to EN/IEC 60068-2-27 5 gn (duration = 11 ms) for in operation conforming to EN/IEC 60068-2-27 10 gn (duration = 11 ms) for not operating conforming to EN/IEC 60068-2-27 5 gn (duration = 11 ms) for in operation conforming to EN/IEC 60068-2-27 10 gn (duration = 11 ms) for not operating conforming to EN/IEC 60068-2-27 5 gn (duration = 11 ms) for in operation conforming to EN/IEC 60068-2-27 10 gn (duration = 11 ms) for not operating conforming to EN/IEC 60068-2-27 5 gn (duration = 11 ms) for in operation conforming to EN/IEC 60068-2-27 10 gn (duration = 11 ms) for not operating conforming to EN/IEC 60068-2-27 5 gn (duration = 11 ms) for in operation conforming to EN/IEC 60068-2-27 10 gn (duration = 11 ms) for not operating conforming to EN/IEC 60068-2-27 5 gn (duration = 11 ms) for in operation conforming to EN/IEC 60068-2-27 10 gn (duration = 11 ms) for not operating conforming to EN/IEC 60068-2-27 5 gn (duration = 11 ms) for in operation conforming to EN/IEC 60068-2-27 10 gn (duration = 11 ms) for not operating conforming to EN/IEC 60068-2-27 5 gn (duration = 11 ms) for in operation conforming to EN/IEC 60068-2-27 10 gn (duration = 11 ms) for not operating conforming to EN/IEC 60068-2-27 5 gn (duration = 11 ms) for in operation conforming to EN/IEC 60068-2-27 10 gn (duration = 11 ms) for in operation conforming to EN/IEC 60068-2-27 5 gn (duration = 11 ms) for not operating conforming to EN/IEC 60068-2-27 10 gn (duration = 11 ms) for in operation conforming to EN/IEC 60068-2-27 5 gn (duration = 11 ms) for not operating conforming to EN/IEC 60068-2-27 10 gn (duration = 11 ms) for in operation conforming to EN/IEC 60068-2-27 5 gn (duration = 11 ms) for not operating conforming to EN/IEC 60068-2-27 10 gn (duration = 11 ms) for in operation conforming to EN/IEC 60068-2-27 5 gn (duration = 11 ms) for not operating conforming to EN/IEC 60068-2-27 10 gn (duration = 11 ms) for in operation conforming to EN/IEC 60068-2-27 5 gn (duration = 11 ms) for not operating conforming to EN/IEC 60068-2-27 10 gn (duration = 11 ms) for in operation conforming to EN/IEC 60068-2-27 5 gn (duration = 11 ms) for not operating conforming to EN/IEC 60068-2-27 10 gn (duration = 11 ms) for in operation conforming to EN/IEC 60068-2-27 5 gn (duration = 11 ms) for not operating conforming to EN/IEC 60068-2-27 10 gn (duration = 11 ms) for in operation conforming to EN/IEC 60068-2-27 5 gn (duration = 11 ms) for not operating conforming to EN/IEC 60068-2-27 10 gn (duration = 11 ms) for in operation conforming to EN/IEC 60068-2-27 5 gn (duration = 11 ms) for not operating conforming to EN/IEC 60068-2-27 10 gn (duration = 11 ms) for in operation conforming to EN/IEC 60068-2-27 5 gn (duration = 11 ms) for not operating conforming to EN/IEC 60068-2-27 10 gn (duration = 11 ms) for not operating conforming to EN/IEC 60068-2-27 5 gn (duration = 11 ms) for in operation conforming to EN/IEC 60068-2-27 10 gn (duration = 11 ms) for not operating conforming to EN/IEC 60068-2-27 5 gn (duration = 11 ms) for in operation conforming to EN/IEC 60068-2-27 10 gn (duration = 11 ms) for not operating conforming to EN/IEC 60068-2-27 5 gn (duration = 11 ms) for in operation conforming to EN/IEC 60068-2-27 10 gn (duration = 11 ms) for not operating conforming to EN/IEC 60068-2-27 5 gn (duration = 11 ms) for in operation conforming to EN/IEC 60068-2-27 10 gn (duration = 11 ms) for not operating conforming to EN/IEC 60068-2-27 5 gn (duration = 11 ms) for in operation conforming to EN/IEC 60068-2-27 10 gn (duration = 11 ms) for not operating conforming to EN/IEC 60068-2-27 5 gn (duration = 11 ms) for in operation conforming to EN/IEC 60068-2-27 10 gn (duration = 11 ms) for not operating conforming to EN/IEC 60068-2-27 5 gn (duration = 11 ms) for in operation conforming to EN/IEC 60068-2-27 10 gn (duration = 11 ms) for not operating conforming to EN/IEC 60068-2-27 5 gn (duration = 11 ms) for in operation conforming to EN/IEC 60068-2-27 10 gn (duration = 11 ms) for not operating conforming to EN/IEC 60068-2-27 5 gn (duration = 11 ms) for in operation conforming to EN/IEC 60068-2-27 10 gn (duration = 11 ms) for not operating conforming to EN/IEC 60068-2-27 5 gn (duration = 11 ms) for in operation conforming to EN/IEC 60068-2-27 10 gn (duration = 11 ms) for not operating conforming to EN/IEC 60068-2-27 5 gn (duration = 11 ms) for in operation conforming to EN/IEC 60068-2-27 10 gn (duration = 11 ms) for not operating conforming to EN/IEC 60068-2-27 5 gn (duration = 11 ms) for in operation conforming to EN/IEC 60068-2-27 10 gn (duration = 11 ms) for not operating conforming to EN/IEC 60068-2-27 5 gn (duration = 11 ms) for in operation conforming to EN/IEC 60068-2-27 10 gn (duration = 11 ms) for not operating conforming to EN/IEC 60068-2-27 5 gn (duration = 11 ms) for in operation conforming to EN/IEC 60068-2-27 10 gn (duration = 11 ms) for not operating conforming to EN/IEC 60068-2-27 5 gn (duration = 11 ms) for in operation conforming to EN/IEC 60068-2-27 10 gn (duration = 11 ms) for not operating conforming to EN/IEC 60068-2-27 5 gn (duration = 11 ms) for in operation conforming to EN/IEC 60068-2-27 10 gn (duration = 11 ms) for not operating conforming to EN/IEC 60068-2-27 5 gn (duration = 11 ms) for in operation conforming to EN/IEC 60068-2-27 10 gn (duration = 11 ms) for not operating conforming to EN/IEC 60068-2-27 5 gn (duration = 11 ms) for in operation conforming to EN/IEC 60068-2-27 10 gn (duration = 11 ms) for not operating conforming to EN/IEC 60068-2-27 5 gn (duration = 11 ms) for in operation conforming to EN/IEC 60068-2-27 10 gn (duration = 11 ms) for not operating conforming to EN/IEC 60068-2-27 5 gn (duration = 11 ms) for in operation conforming to EN/IEC 60068-2-27 10 gn (duration = 11 ms) for not operating conforming to EN/IEC 60068-2-27 5 gn (duration = 11 ms) for in operation conforming to EN/IEC 60068-2-27 10 gn (duration = 11 ms) for not operating conforming to EN/IEC 60068-2-27 5 gn (duration = 11 ms) for in operation conforming to EN/IEC 60068-2-27 10 gn (duration = 11 ms) for not operating conforming to EN/IEC 60068-2-27 5 gn (duration = 11 ms) for in operation conforming to EN/IEC 60068-2-27 10 gn (duration = 11 ms) for not operating conforming to EN/IEC 60068-2-27 5 gn (duration = 11 ms) for in operation conforming to EN/IEC 60068-2-27 10 gn (duration = 11 ms) for not operating conforming to EN/IEC 60068-2-27 5 gn (duration = 11 ms) for in operation conforming to EN/IEC 60068-2-27 10 gn (duration = 11 ms) for not operating conforming to EN/IEC 60068-2-27 5 gn (duration = 11 ms) for in operation conforming to EN/IEC 60068-2-27 10 gn (duration = 11 ms) for not operating conforming to EN/IEC 60068-2-27 5 gn (duration = 11 ms) for in operation conforming to EN/IEC 60068-2-27 10 gn (duration = 11 ms) for not operating conforming to EN/IEC 60068-2-27 5 gn (duration = 11 ms) for in operation conforming to EN/IEC 60068-2-27 10 gn (duration = 11 ms) for not operating conforming to EN/IEC 60068-2-27 5 gn (duration = 11 ms) for in operation conforming to EN/IEC 60068-2-27 10 gn (duration = 11 ms) for not operating conforming to EN/IEC 60068-2-27 5 gn (duration = 11 ms) for in operation conforming to EN/IEC 60068-2-27 10 gn (duration = 11 ms) for not operating conforming to EN/IEC 60068-2-27 5 gn (duration = 11 ms) for in operation conforming to EN/IEC 60068-2-27 10 gn (duration = 11 ms) for not operating conforming to EN/IEC 60068-2-27 5 gn (duration = 11 ms) for in operation conforming to EN/IEC 60068-2-27 10 gn (duration = 11 ms) for not operating conforming to EN/IEC 60068-2-27 5 gn (duration = 11 ms) for in operation conforming to EN/IEC 60068-2-27 10 gn (duration = 11 ms) for not operating conforming to EN/IEC 60068-2-27 5 gn (duration = 11 ms) for in operation conforming to EN/IEC 60068-2-27 10 gn (duration = 11 ms) for not operating conforming to EN/IEC 60068-2-27 5 gn (duration = 11 ms) for in operation conforming to EN/IEC 60068-2-27 10 gn (duration = 11 ms) for not operating conforming to EN/IEC 60068-2-27 5 gn (duration = 11 ms) for in operation conforming to EN/IEC 60068-2-27
| signalling type | Adjustable vocal sound Adjustable vocal sound Adjustable vocal sound Adjustable vocal sound Adjustable vocal sound Adjustable vocal sound Adjustable vocal sound Adjustable vocal sound 43 tones siren 43 tones siren 43 tones siren 16 tones alarm 16 tones alarm 16 tones alarm 16 tones alarm 16 tones alarm 16 tones alarm 16 tones alarm 16 tones alarm
| standards | EN/IEC 60255-6 EN/IEC 60255-1 EN/IEC 60255-1 EN/IEC 60255-1 EN/IEC 60255-1 EN/IEC 60255-1 EN/IEC 60255-1 EN/IEC 60255-6 EN/IEC 60255-6 EN/IEC 60255-1 EN/IEC 60255-6 EN/IEC 60255-1 EN/IEC 60255-6 EN/IEC 60255-6 IEC 60255-6 NF EN 60255-6 IEC 60255-6 NF EN 60255-6 NF EN 60255-6 IEC 60255-6 EN/IEC 60255-6 IEC 60255-6 NF EN 60255-6 EN/IEC 60255-6 EN/IEC 60255-6 EN/IEC 60255-6 EN/IEC 60255-6 NF EN 60255-6 IEC 60255-6 EN/IEC 60255-1 EN/IEC 60255-6 IEC 60034-11-2 EN/IEC 60255-6 IEC 60034-11-2 EN/IEC 60255-6 EN/IEC 60255-6 EN/IEC 60255-6 EN/IEC 60255-1 EN/IEC 60255-1 EN/IEC 60255-1 EN/IEC 60255-1 EN/IEC 60255-1 EN/IEC 60255-1 EN/IEC 60255-1 EN/IEC 60255-1 EN/IEC 60255-1 EN/IEC 60255-1 EN/IEC 60255-1 EN/IEC 60255-1 EN/IEC 60255-1 EN/IEC 60255-1 EN/IEC 60255-1 EN/IEC 60255-1 EN/IEC 60255-1 EN/IEC 60255-1 EN/IEC 60255-1 EN/IEC 60255-1 EN/IEC 60255-1 EN/IEC 60255-1 EN/IEC 60255-1 EN/IEC 60255-1 EN/IEC 60255-1 2004/108/EC EN 61000-6-1 2006/95/EC EN 61000-6-3 EN 61000-6-2 IEC 61812-1 EN 61000-6-4 2004/108/EC EN 61000-6-3 2006/95/EC EN 61000-6-2 IEC 61812-1 EN 61000-6-4 EN 61000-6-1 2006/95/EC EN 61000-6-1 EN 61000-6-3 EN 61000-6-2 IEC 61812-1 EN 61000-6-4 2004/108/EC EN 61000-6-2 EN 61000-6-4 IEC 61812-1 EN 61000-6-1 EN 61000-6-3 2006/95/EC 2004/108/EC 2004/108/EC EN 61000-6-2 IEC 61812-1 EN 61000-6-4 EN 61000-6-1 2006/95/EC EN 61000-6-3 2006/95/EC 2004/108/EC IEC 61812-1 EN 61000-6-3 EN 61000-6-1 EN 61000-6-4 EN 61000-6-2 2006/95/EC EN 61000-6-2 EN 61000-6-3 EN 61000-6-4 IEC 61812-1 EN 61000-6-1 2004/108/EC EN 61000-6-4 EN 61000-6-2 EN 61000-6-3 2004/108/EC 2006/95/EC IEC 61812-1 EN 61000-6-1 EN 61000-6-4 EN 61000-6-1 2006/95/EC EN 61000-6-3 IEC 61812-1 2004/108/EC EN 61000-6-2 2006/95/EC 2004/108/EC EN 61000-6-4 IEC 61812-1 EN 61000-6-3 EN 61000-6-2 EN 61000-6-1 2006/95/EC EN 61000-6-2 EN 61000-6-4 2004/108/EC IEC 61812-1 EN 61000-6-3 EN 61000-6-1 2004/108/EC EN 61000-6-2 EN 61000-6-3 EN 61000-6-1 2006/95/EC IEC 61812-1 EN 61000-6-4 2006/95/EC 2004/108/EC EN 61000-6-4 EN 61000-6-1 EN 61000-6-3 IEC 61812-1 EN 61000-6-2 2006/95/EC 2004/108/EC IEC 61812-1 EN 61000-6-2 EN 61000-6-3 EN 61000-6-4 EN 61000-6-1 2006/95/EC EN 61000-6-3 IEC 61812-1 EN 61000-6-2 EN 61000-6-1 2004/108/EC EN 61000-6-4 2006/95/EC EN 61000-6-4 2004/108/EC EN 61000-6-3 IEC 61812-1 EN 61000-6-2 EN 61000-6-1 2006/95/EC 2004/108/EC EN 61000-6-1 EN 61000-6-4 EN 61000-6-2 EN 61000-6-3 IEC 61812-1 EN 61000-6-4 EN 61000-6-2 EN 61000-6-3 EN 61000-6-1 IEC 61812-1 EN 61000-6-4 IEC 61812-1 EN 61000-6-1 EN 61000-6-3 EN 61000-6-2 EN 61000-6-3 EN 61000-6-4 EN 61000-6-2 IEC 61812-1 EN 61000-6-1 EN 61000-6-1 IEC 61812-1 EN 61000-6-4 EN 61000-6-3 EN 61000-6-2 IEC 61812-1 EN 61000-6-2 EN 61000-6-1 EN 61000-6-4 EN 61000-6-3 IEC 61812-1 EN 61000-6-1 EN 61000-6-2 EN 61000-6-3 EN 61000-6-4 IEC 61812-1 EN 61000-6-1 EN 61000-6-3 EN 61000-6-4 EN 61000-6-2 IEC 61812-1 UL 508 UL 508 IEC 61812-1 UL 508 IEC 61812-1 UL 508 IEC 61812-1 UL 508 IEC 61812-1 UL 508 IEC 61812-1 UL 508 IEC 61812-1 IEC 61812-1 UL 508 UL 508 IEC 61812-1 IEC 61812-1 UL 508 IEC 61812-1 UL 508 IEC 61812-1 UL 508 UL 508 IEC 61812-1 UL 508 IEC 61812-1 UL 508 IEC 61812-1 UL 508 IEC 61812-1 IEC 61812-1 UL 508 IEC 61812-1 UL 508 IEC 61812-1 UL 508 UL 508 IEC 61812-1 UL 508 IEC 61812-1 IEC 61812-1 UL 508 IEC 61812-1 UL 508 UL 508 IEC 61812-1 IEC 61812-1 UL 508 EN 61000-6-1 EN 61000-6-2 EN 61000-6-4 EN 61812-1 EN 61000-6-3 IEC 61812-1 EN 50081-1/2 93/68/EEC 89/336/EEC EN 50082-1/2 IEC 60669-2-3 73/23/EEC 73/23/EEC 93/68/EEC EN 50082-1/2 89/336/EEC EN 50081-1/2 IEC 61812-1 IEC 60669-2-3 EN 50082-1/2 EN 50081-1/2 93/68/EEC 73/23/EEC 89/336/EEC IEC 60669-2-3 IEC 61812-1 EN 50081-1/2 EN 50082-1/2 IEC 61812-1 93/68/EEC 89/336/EEC IEC 60669-2-3 73/23/EEC 93/68/EEC EN/IEC 61812-1 EN/IEC 60601-1 89/336/EEC EN/IEC 60601-2 73/23/EEC EN 61000-6-2 EN 50081-2 73/23/EEC EN 50081-2 93/68/EEC EN/IEC 61812-1 EN 61000-6-2 EN/IEC 60601-1 EN/IEC 60601-2 89/336/EEC EN 50081-2 EN 61000-6-2 EN/IEC 60601-2 EN/IEC 61812-1 93/68/EEC 73/23/EEC 89/336/EEC EN/IEC 60601-1 EN 61000-6-2 93/68/EEC EN 50081-2 EN/IEC 61812-1 73/23/EEC EN/IEC 60601-2 89/336/EEC EN/IEC 60601-1 EN/IEC 60601-1 89/336/EEC EN 61000-6-2 EN 50081-2 EN/IEC 61812-1 73/23/EEC EN/IEC 60601-2 93/68/EEC 93/68/EEC EN 50081-2 73/23/EEC EN 61000-6-2 EN/IEC 60601-2 EN/IEC 60601-1 89/336/EEC EN/IEC 61812-1 EN/IEC 60601-2 EN 61000-6-2 73/23/EEC EN/IEC 61812-1 93/68/EEC EN/IEC 60601-1 89/336/EEC EN 50081-2 EN/IEC 60601-1 89/336/EEC EN/IEC 61812-1 EN/IEC 60601-2 73/23/EEC 93/68/EEC EN 61000-6-2 EN 50081-2 EN 61000-6-2 EN/IEC 60601-1 89/336/EEC 93/68/EEC EN/IEC 61812-1 EN/IEC 60601-2 73/23/EEC EN 50081-2 EN 61000-6-2 EN 50081-2 EN/IEC 60601-1 EN/IEC 60601-2 73/23/EEC 93/68/EEC 89/336/EEC EN/IEC 61812-1 DIN 43760 EN/IEC 60584-1 EN/IEC 60947-1 EN/IEC 60751 DIN 43760 EN/IEC 60751 EN/IEC 60584-1 EN/IEC 60947-1 DIN 43760 EN/IEC 60751 EN/IEC 60947-1 EN/IEC 60584-1 EN/IEC 60947-1 EN/IEC 60584-1 DIN 43760 EN/IEC 60751 EN/IEC 60751 EN/IEC 60584-1 DIN 43760 EN/IEC 60947-1 EN/IEC 60947-1 EN/IEC 60584-1 DIN 43760 EN/IEC 60751 DIN 43760 EN/IEC 60584-1 EN/IEC 60751 EN/IEC 60947-1 DIN 43760 EN/IEC 60751 EN/IEC 60947-1 EN/IEC 60584-1 DIN 43760 EN/IEC 60584-1 EN/IEC 60947-1 EN/IEC 60751 IEC 60947-1 IEC 60584-1 IEC 60584-1 IEC 60947-1 IEC 60584-1 IEC 60947-1 IEC 60584-1 IEC 60947-1 IEC 60584-1 IEC 60947-1 IEC 60584-1 IEC 60947-1 IEC 60947-1 IEC 60584-1 IEC 60584-1 IEC 60947-1 IEC 60947-1 IEC 60584-1 EN/IEC 60947-5-1 EN/IEC 60947-5-1 EN/IEC 60947-5-1 EN/IEC 60947-5-1 EN/IEC 60947-5-1 EN/IEC 60947-5-1 EN/IEC 60947-5-1 EN/IEC 60947-5-1 EN/IEC 60947-5-1 EN/IEC 60947-5-1 EN/IEC 60947-5-1 EN/IEC 60947-5-1 EN/IEC 60947-5-1 EN/IEC 60947-5-1 EN/IEC 60947-5-1 EN/IEC 60947-5-1 EN/IEC 60947-5-1 EN/IEC 60947-5-1 EN/IEC 60947-5-1 EN/IEC 60947-5-1 EN/IEC 60947-5-1 EN/IEC 60947-5-1 EN/IEC 60947-5-1 EN/IEC 60947-5-1 EN/IEC 60947-1 EN/IEC 60947-5-1 EN/IEC 60947-1 EN/IEC 60947-5-1 EN/IEC 60947-1 EN/IEC 60947-5-1 EN 61000-6-2 EN 55014-2 EN 55022 EN 61000-6-3 EN 61000-6-2 EN 61000-6-3 EN 60947 EN 60947-5 EN 61000-6-3 EN 60947-5-1 EN 60947-01 EN 61000-6-2 UL 464 EN/IEC 61000-6-3 EN/IEC 61000-6-2 EN/IEC 61000-6-3 EN/IEC 61000-6-2 UL 464 UL 464 EN/IEC 61000-6-3 EN/IEC 61000-6-2 EN/IEC 61000-6-2 UL 464 EN/IEC 61000-6-3 EN/IEC 60947-5-1 EN/IEC 60947-1 EN/IEC 60947-5-1 EN/IEC 60947-1 EN/IEC 60947-5-1 EN/IEC 60947-1 EN/IEC 60947-1 EN/IEC 60947-5-1 EN/IEC 60947-5-1 EN/IEC 60947-1 EN/IEC 60947-5-1 EN/IEC 60947-1 EN/IEC 60947-5-1 EN/IEC 60947-1 EN/IEC 60947-1 EN/IEC 60947-5-1 EN/IEC 60947-5-1 EN/IEC 60947-5-1 EN/IEC 60947-5-1 EN/IEC 60947-5-1 EN/IEC 60947-5-1 EN/IEC 60947-5-1 EN/IEC 60947-5-1 EN/IEC 60947-5-1 EN/IEC 60947-5-1 EN/IEC 60947-5-1 EN/IEC 60947-5-1 EN/IEC 60947-5-1 EN/IEC 60947-5-1 EN/IEC 60947-5-1 EN/IEC 60947-5-1 EN/IEC 60947-5-1 EN/IEC 60947-5-1 EN/IEC 60947-5-1 EN/IEC 60947-5-1 EN/IEC 60947-5-1 EN/IEC 60947-5-1 EN/IEC 60947-5-1 EN/IEC 60947-5-1 EN/IEC 60947-5-1 EN/IEC 60947-5-1 EN/IEC 60947-5-1 EN/IEC 60947-5-1 EN/IEC 60947-5-1 EN/IEC 60947-5-1 EN/IEC 60947-5-1 EN/IEC 60947-5-1 EN/IEC 60947-5-1 EN/IEC 60947-5-1 EN/IEC 60947-5-1 EN/IEC 60947-5-1 EN/IEC 60947-5-1 EN/IEC 60947-5-1 EN/IEC 60947-5-1 EN/IEC 60947-5-1 EN/IEC 60947-5-1 EN/IEC 60947-5-1 EN/IEC 60947-5-1 EN/IEC 60947-5-1 EN/IEC 60947-5-1 EN/IEC 60947-5-1 EN/IEC 60947-5-1 EN/IEC 60947-5-1 EN/IEC 60947-5-1 EN/IEC 60947-5-1 EN/IEC 60947-5-1 EN/IEC 60947-5-1 EN/IEC 60947-5-1 EN/IEC 60947-5-1 EN/IEC 60947-5-1 EN/IEC 60947-5-1 EN/IEC 60947-5-1 EN/IEC 60947-5-1 EN/IEC 60947-5-1 EN/IEC 60947-5-1 EN/IEC 60947-5-1 EN/IEC 60947-5-1 EN/IEC 60947-5-1 EN/IEC 60947-5-1 EN/IEC 60947-5-1 EN/IEC 60947-5-1 EN/IEC 60947-5-1 EN/IEC 60947-5-1 EN/IEC 60947-5-1 EN/IEC 60947-5-1 EN/IEC 60947-5-1 EN/IEC 60947-5-1 EN/IEC 60947-5-1 EN/IEC 60947-5-1 EN/IEC 60947-5-1 EN/IEC 60947-5-1 EN/IEC 60947-5-1 EN/IEC 60947-5-1 EN/IEC 60947-5-1 EN/IEC 60947-5-1 EN/IEC 60947-1 EN/IEC 60947-5-1 EN/IEC 60947-1 EN/IEC 60947-1 EN/IEC 60947-5-1 EN/IEC 60947-5-1 EN/IEC 60947-1 EN/IEC 60947-5-1 EN/IEC 60947-1 EN/IEC 60947-1 EN/IEC 60947-5-1 EN/IEC 60947-5-1 EN/IEC 60947-1 EN/IEC 60947-5-1 EN/IEC 60947-1 EN/IEC 60947-1 EN/IEC 60947-5-1 EN/IEC 60947-5-1 EN/IEC 60947-1 EN/IEC 60947-5-1 EN/IEC 60947-1 EN/IEC 60947-1 EN/IEC 60947-5-1 EN/IEC 60947-5-1 EN/IEC 60947-1 EN/IEC 60947-1 EN/IEC 60947-5-1 EN/IEC 60947-1 EN/IEC 60947-5-1 EN/IEC 60947-1 EN/IEC 60947-5-1 EN/IEC 60947-1 EN/IEC 60947-5-1 EN/IEC 60947-5-1 EN/IEC 60947-1 EN/IEC 60947-5-1 EN/IEC 60947-1 EN/IEC 60947-5-1 EN/IEC 60947-1 EN/IEC 60947-1 EN/IEC 60947-5-1 EN/IEC 60947-5-1 EN/IEC 60947-1 EN/IEC 60947-5-1 EN/IEC 60947-1 EN/IEC 60947-5-1 EN/IEC 60947-1 EN/IEC 60947-1 EN/IEC 60947-5-1 EN/IEC 60947-1 EN/IEC 60947-5-1 EN/IEC 60947-5-1 EN/IEC 60947-1 EN/IEC 60947-1 EN/IEC 60947-5-1 EN/IEC 60947-1 EN/IEC 60947-5-1 EN/IEC 60947-1 EN/IEC 60947-5-1 EN/IEC 60947-5-1 EN/IEC 60947-1 EN/IEC 60947-5-1 EN/IEC 60947-1 EN/IEC 60947-5-1 EN/IEC 60947-1 EN/IEC 60947-1 EN/IEC 60947-5-1 EN/IEC 60947-1 EN/IEC 60947-5-1 EN/IEC 60947-1 EN/IEC 60947-5-1 EN/IEC 60947-1 EN/IEC 60947-5-1 EN/IEC 60947-1 EN/IEC 60947-5-1 EN/IEC 60947-5-1 EN/IEC 60947-1 EN/IEC 60947-5-1 EN/IEC 60947-1 EN/IEC 60947-1 EN/IEC 60947-5-1 EN/IEC 60947-1 EN/IEC 60947-5-1 EN/IEC 60947-1 EN/IEC 60947-5-1 EN/IEC 60947-5-1 EN/IEC 60947-1 EN/IEC 60947-5-1 EN/IEC 60947-1 EN/IEC 60947-5-1 EN/IEC 60947-1 EN/IEC 60947-5-1 EN/IEC 60947-1 EN/IEC 60947-1 EN/IEC 60947-5-1 EN/IEC 60947-1 EN/IEC 60947-5-1 EN/IEC 60947-5-1 EN/IEC 60947-1 EN/IEC 60947-5-1 EN/IEC 60947-1 EN/IEC 60947-5-1 EN/IEC 60947-1 EN/IEC 60947-5-1 EN/IEC 60947-1 EN/IEC 60947-1 EN/IEC 60947-5-1 EN/IEC 60947-5-1 EN/IEC 60947-1 EN/IEC 60947-1 EN/IEC 60947-5-1 EN/IEC 60947-1 EN/IEC 60947-5-1 EN/IEC 60947-5-1 EN/IEC 60947-1 EN/IEC 60947-5-1 EN/IEC 60947-1 EN/IEC 60947-5-1 EN/IEC 60947-1 EN/IEC 60947-5-1 EN/IEC 60947-1 EN/IEC 60947-5-1 EN/IEC 60947-1 EN/IEC 60947-5-1 EN/IEC 60947-1 EN/IEC 60947-5-1 EN/IEC 60947-5-1 EN/IEC 60947-5-1 EN/IEC 60947-5-1 EN/IEC 60947-5-1 EN/IEC 60947-5-1 EN/IEC 60947-5-1 EN/IEC 60947-5-1 EN/IEC 60947-5-1 EN/IEC 60947-5-1 EN/IEC 60947-5-1 EN/IEC 60947-5-1 EN/IEC 60947-5-1 EN/IEC 60947-5-1 EN/IEC 60947-5-1 EN/IEC 60947-5-1 EN/IEC 60947-5-1 EN/IEC 60947-5-1 EN/IEC 60947-5-1 EN/IEC 60947-5-1 EN/IEC 60947-5-1 EN/IEC 60947-5-1 EN/IEC 60947-5-1 EN/IEC 60947-5-1 EN/IEC 60947-5-1 EN/IEC 60947-5-1 EN/IEC 60947-5-1 EN/IEC 60947-5-1 EN/IEC 60947-5-1 EN/IEC 60947-5-1 EN/IEC 60947-5-1 EN/IEC 60947-5-1 EN/IEC 60947-5-1 EN/IEC 60947-5-1 EN/IEC 60947-5-1 EN/IEC 60947-5-1 EN/IEC 60947-5-1 EN/IEC 60947-5-1 EN/IEC 60947-5-1 EN/IEC 60947-5-1 EN/IEC 60947-5-1 EN/IEC 60947-5-1 EN/IEC 60947-5-1 EN/IEC 60947-5-1 EN/IEC 60947-5-1 EN/IEC 60947-5-1 EN/IEC 60947-5-1 EN/IEC 60947-5-1 EN/IEC 60947-5-1 EN/IEC 60947-5-1 EN/IEC 60947-5-1 EN/IEC 60947-5-1 EN/IEC 60947-5-1 EN/IEC 60947-5-1 EN/IEC 60947-5-1 EN/IEC 60947-5-1 EN/IEC 60947-5-1 EN/IEC 60947-5-1 EN/IEC 60947-5-1 EN/IEC 60947-5-1 EN/IEC 60947-5-1 EN/IEC 60947-5-1 EN/IEC 60947-5-1 EN/IEC 60947-5-1 EN/IEC 60947-5-1 EN/IEC 60947-5-1 EN/IEC 60947-5-1 EN/IEC 60947-5-1 EN/IEC 60947-5-1 EN/IEC 60947-5-1 EN/IEC 60947-5-1 EN/IEC 60947-5-1 EN/IEC 60947-5-1 EN/IEC 60947-5-1 EN/IEC 60947-5-1 EN/IEC 60947-5-1 EN/IEC 60947-5-1 EN/IEC 60947-5-1 EN/IEC 60947-5-1 EN/IEC 60947-5-1 EN/IEC 60947-5-1 EN/IEC 60947-5-1 EN/IEC 60947-5-1 EN/IEC 60947-5-1 EN/IEC 60947-5-1 EN/IEC 60947-5-1 EN/IEC 60947-5-1 EN/IEC 60947-5-1 EN/IEC 60947-5-1 EN/IEC 60947-5-1 EN/IEC 60947-5-1 EN/IEC 60947-5-1 EN/IEC 60947-5-1 EN/IEC 60947-5-1 EN/IEC 60947-5-1 EN/IEC 60947-5-1 EN/IEC 60947-5-1 EN/IEC 60947-5-1 EN/IEC 60947-5-1 EN/IEC 60947-5-1 EN/IEC 60947-5-1 EN/IEC 60947-5-1 EN/IEC 60947-5-1 EN/IEC 60947-5-1 EN/IEC 60947-5-1 EN/IEC 60947-5-1 EN/IEC 60947-5-1 EN/IEC 60947-5-1 EN/IEC 60947-5-1 EN/IEC 60947-5-1 EN/IEC 60947-5-1 EN/IEC 60947-5-1 EN/IEC 60947-5-1 EN/IEC 60947-5-1 EN/IEC 60947-5-1 EN/IEC 60947-5-1 EN/IEC 60947-5-1 EN/IEC 60947-5-1 EN/IEC 60947-5-1 EN/IEC 60947-5-1 EN/IEC 60947-5-1 EN/IEC 60947-5-1 EN/IEC 60947-5-1 EN/IEC 60947-5-1 EN/IEC 60947-5-1 EN/IEC 60947-5-1 EN/IEC 60947-5-1 IEC 60255 VDE 0435 NF C 45-250 IEC 60255 NF C 45-250 VDE 0435 IEC 60255 NF C 45-250 VDE 0435 IEC 60255 VDE 0435 NF C 45-250 IEC 60255 VDE 0435 NF C 45-250 NF C 45-250 VDE 0435 IEC 60255 NF C 45-250 IEC 60255 VDE 0435 NF C 45-250 VDE 0435 IEC 60255 NF C 45-250 IEC 60255 VDE 0435 NF C 45-250 VDE 0435 IEC 60255 VDE 0435 NF C 45-250 IEC 60255 IEC 60255 VDE 0435 NF C 45-250 NF C 45-250 IEC 60255 VDE 0435 IEC 60255 VDE 0435 NF C 45-250 VDE 0435 IEC 60255 NF C 45-250 NF C 45-250 IEC 60255 VDE 0435 IEC 60255 NF C 45-250 VDE 0435 VDE 0435 IEC 60255 NF C 45-250 NF C 45-250 VDE 0435 IEC 60255 VDE 0435 IEC 60255 NF C 45-250 IEC 60255 VDE 0435 NF C 45-250 VDE 0435 NF C 45-250 IEC 60255 IEC 60255 NF C 45-250 VDE 0435 NF C 45-250 VDE 0435 IEC 60255 VDE 0435 IEC 60255 NF C 45-250 VDE 0435 NF C 45-250 IEC 60255 VDE 0435 IEC 60255 NF C 45-250 NF C 45-250 IEC 60255 VDE 0435 IEC 60255 VDE 0435 NF C 45-250 VDE 0435 IEC 60255 NF C 45-250 IEC 60255 NF C 45-250 VDE 0435 NF C 45-250 VDE 0435 IEC 60255 IEC 60255 VDE 0435 NF C 45-250 NF C 45-250 VDE 0435 IEC 60255 VDE 0435 NF C 45-250 IEC 60255 NF C 45-250 VDE 0435 IEC 60255 IEC 60255 NF C 45-250 VDE 0435 VDE 0435 IEC 60255 NF C 45-250 EN/IEC 60255-6 EN/IEC 60255-6 EN/IEC 60255-6 EN/IEC 60255-6 EN/IEC 60255-6 EN/IEC 60255-6 EN/IEC 60255-6 EN/IEC 60255-6 EN/IEC 60255-6 EN/IEC 60255-6 EN/IEC 60255-6 EN/IEC 60255-6 EN/IEC 60255-6 EN/IEC 60255-6 EN/IEC 60255-6 EN/IEC 60255-6 EN/IEC 60255-6 EN/IEC 60255-6 EN/IEC 60255-6 EN/IEC 60255-6 EN/IEC 60255-6 EN/IEC 60255-6 EN/IEC 60255-6 EN/IEC 60255-6 EN/IEC 60255-6 EN/IEC 60255-6 EN/IEC 60255-6 EN/IEC 60255-6 EN/IEC 60255-6 EN/IEC 60255-6 EN/IEC 60255-6 EN/IEC 60255-6 EN/IEC 60255-6 EN/IEC 60255-6 EN/IEC 60255-6 EN/IEC 60255-6 EN/IEC 60255-6 EN/IEC 60255-6 EN/IEC 60255-6 EN/IEC 60255-6 EN/IEC 60255-6 EN/IEC 60255-6 EN/IEC 60255-6 EN/IEC 60255-6 EN/IEC 60255-6 EN/IEC 60255-6 EN/IEC 60255-6 EN/IEC 60255-6 EN/IEC 60255-6 EN/IEC 60255-6 EN/IEC 60255-6 EN/IEC 60255-6 EN/IEC 60255-6 EN/IEC 60255-6 EN/IEC 60255-6 EN/IEC 61812-1 EN/IEC 61812-1 EN/IEC 61812-1 EN/IEC 61812-1 EN/IEC 61812-1 EN/IEC 61812-1 EN/IEC 61812-1 EN/IEC 61812-1 EN/IEC 61812-1 EN/IEC 61812-1 EN/IEC 61812-1 CSA C22.2 No 14 EN/IEC 61810-1 UL 508 CSA C22.2 No 14 EN/IEC 61810-1 UL 508 UL 508 EN/IEC 61810-1 CSA C22.2 No 14 CSA C22.2 No 14 UL 508 EN/IEC 61810-1 UL 508 CSA C22.2 No 14 EN/IEC 61810-1 EN/IEC 61810-1 CSA C22.2 No 14 UL 508 CSA C22.2 No 14 EN/IEC 61810-1 UL 508 UL 508 CSA C22.2 No 14 EN/IEC 61810-1 CSA C22.2 No 14 EN/IEC 61810-1 UL 508 CSA C22.2 No 14 UL 508 EN/IEC 61810-1 EN/IEC 61810-1 UL 508 CSA C22.2 No 14 UL 508 EN/IEC 61810-1 CSA C22.2 No 14 EN/IEC 61810-1 CSA C22.2 No 14 UL 508 CSA C22.2 No 14 EN/IEC 61810-1 UL 508 CSA C22.2 No 14 UL 508 EN/IEC 61810-1 CSA C22.2 No 14 EN/IEC 61810-1 UL 508 UL 508 CSA C22.2 No 14 EN/IEC 61810-1 EN/IEC 61810-1 UL 508 CSA C22.2 No 14 EN/IEC 61810-1 CSA C22.2 No 14 UL 508 EN/IEC 61810-1 UL 508 CSA C22.2 No 14 UL 508 EN/IEC 61810-1 CSA C22.2 No 14 UL 508 CSA C22.2 No 14 EN/IEC 61810-1 CSA C22.2 No 14 EN/IEC 61810-1 UL 508 UL 508 EN/IEC 61810-1 CSA C22.2 No 14 UL 508 EN/IEC 61810-1 CSA C22.2 No 14 UL 508 EN/IEC 61810-1 CSA C22.2 No 14 CSA C22.2 No 14 EN/IEC 61810-1 UL 508 EN/IEC 61810-1 CSA C22.2 No 14 UL 508 UL 508 CSA C22.2 No 14 EN/IEC 61810-1 CSA C22.2 No 14 EN/IEC 61810-1 UL 508 CSA C22.2 No 14 UL 508 EN/IEC 61810-1 UL 508 CSA C22.2 No 14 EN/IEC 61810-1 CSA C22.2 No 14 UL 508 EN/IEC 61810-1 UL 508 CSA C22.2 No 14 EN/IEC 61810-1 UL 508 EN/IEC 61810-1 CSA C22.2 No 14 CSA C22.2 No 14 EN/IEC 61810-1 UL 508 UL 508 CSA C22.2 No 14 EN/IEC 61810-1 EN/IEC 61810-1 CSA C22.2 No 14 UL 508 UL 508 EN/IEC 61810-1 CSA C22.2 No 14 EN/IEC 61810-1 CSA C22.2 No 14 UL 508 CSA C22.2 No 14 UL 508 EN/IEC 61810-1 UL 508 EN/IEC 61810-1 CSA C22.2 No 14 CSA C22.2 No 14 EN/IEC 61810-1 UL 508 UL 508 EN/IEC 61810-1 CSA C22.2 No 14 CSA C22.2 No 14 UL 508 EN/IEC 61810-1 CSA C22.2 No 14 UL 508 EN/IEC 61810-1 CSA C22.2 No 14 UL 508 EN/IEC 61810-1 CSA C22.2 No 14 EN/IEC 61810-1 UL 508 EN/IEC 61810-1 UL 508 CSA C22.2 No 14 CSA C22.2 No 14 UL 508 EN/IEC 61810-1 EN/IEC 61810-1 CSA C22.2 No 14 UL 508 CSA C22.2 No 14 EN/IEC 61810-1 UL 508 EN/IEC 61810-1 UL 508 CSA C22.2 No 14 CSA C22.2 No 14 EN/IEC 61810-1 UL 508 UL 508 CSA C22.2 No 14 EN/IEC 61810-1 UL 508 CSA C22.2 No 14 EN/IEC 61810-1 EN/IEC 61810-1 CSA C22.2 No 14 UL 508 CSA C22.2 No 14 EN/IEC 61810-1 UL 508 UL 508 EN/IEC 61810-1 CSA C22.2 No 14 UL 508 CSA C22.2 No 14 EN/IEC 61810-1 CSA C22.2 No 14 UL 508 EN/IEC 61810-1 CSA C22.2 No 14 EN/IEC 61810-1 UL 508 CSA C22.2 No 14 UL 508 EN/IEC 61810-1 UL 508 CSA C22.2 No 14 EN/IEC 61810-1 CSA C22.2 No 14 UL 508 EN/IEC 61810-1 EN/IEC 61810-1 CSA C22.2 No 14 UL 508 UL 508 EN/IEC 61810-1 CSA C22.2 No 14 EN/IEC 61810-1 CSA C22.2 No 14 UL 508 EN/IEC 61810-1 CSA C22.2 No 14 UL 508 EN/IEC 61810-1 UL 508 CSA C22.2 No 14 CSA C22.2 No 14 EN/IEC 61810-1 UL 508 CSA C22.2 No 14 EN/IEC 61810-1 UL 508 CSA C22.2 No 14 UL 508 EN/IEC 61810-1 CSA C22.2 No 14 EN/IEC 61810-1 UL 508 CSA C22.2 No 14 UL 508 EN/IEC 61810-1 CSA C22.2 No 14 UL 508 EN/IEC 61810-1 CSA C22.2 No 14 EN/IEC 61810-1 UL 508 EN/IEC 61810-1 CSA C22.2 No 14 UL 508 UL 508 EN/IEC 61810-1 CSA C22.2 No 14 EN/IEC 61810-1 UL 508 CSA C22.2 No 14 UL 508 CSA C22.2 No 14 EN/IEC 61810-1 EN/IEC 61810-1 UL 508 CSA C22.2 No 14 EN/IEC 61810-1 CSA C22.2 No 14 UL 508 EN/IEC 61810-1 UL 508 CSA C22.2 No 14 EN/IEC 61810-1 UL 508 CSA C22.2 No 14 CSA C22.2 No 14 EN/IEC 61810-1 UL 508 UL 508 CSA C22.2 No 14 EN/IEC 61810-1 CSA C22.2 No 14 UL 508 EN/IEC 61810-1 CSA C22.2 No 14 EN/IEC 61810-1 UL 508 EN/IEC 61810-1 CSA C22.2 No 14 UL 508
| vibration resistance | 0.35 mm (f= 5…57.6 Hz) conforming to IEC 60068-2-6 1 gn (f= 57.6…150 Hz) conforming to IEC 60255-21-1 0.35 mm (f= 5…57.6 Hz) conforming to IEC 60068-2-6 1 gn (f= 57.6…150 Hz) conforming to IEC 60255-21-1 0.35 mm (f= 5…57.6 Hz) conforming to IEC 60068-2-6 1 gn (f= 57.6…150 Hz) conforming to IEC 60255-21-1 0.35 mm (f= 5…57.6 Hz) conforming to IEC 60068-2-6 1 gn (f= 57.6…150 Hz) conforming to IEC 60255-21-1 0.35 mm (f= 5…57.6 Hz) conforming to IEC 60068-2-6 1 gn (f= 57.6…150 Hz) conforming to IEC 60255-21-1 0.35 mm (f= 5…57.6 Hz) conforming to IEC 60068-2-6 1 gn (f= 57.6…150 Hz) conforming to IEC 60255-21-1 0.35 mm (f= 5…57.6 Hz) conforming to IEC 60068-2-6 1 gn (f= 57.6…150 Hz) conforming to IEC 60255-21-1 0.35 mm (f= 5…57.6 Hz) conforming to IEC 60068-2-6 1 gn (f= 57.6…150 Hz) conforming to IEC 60255-21-1 0.35 mm (f= 5…57.6 Hz) conforming to IEC 60068-2-6 1 gn (f= 57.6…150 Hz) conforming to IEC 60255-21-1 0.35 mm (f= 5…57.6 Hz) conforming to IEC 60068-2-6 1 gn (f= 57.6…150 Hz) conforming to IEC 60255-21-1 0.35 mm (f= 5…57.6 Hz) conforming to IEC 60068-2-6 1 gn (f= 57.6…150 Hz) conforming to IEC 60255-21-1 0.35 mm (f= 5…57.6 Hz) conforming to IEC 60068-2-6 1 gn (f= 57.6…150 Hz) conforming to IEC 60255-21-1 0.35 mm (f= 5…57.6 Hz) conforming to IEC 60068-2-6 1 gn (f= 57.6…150 Hz) conforming to IEC 60255-21-1 0.35 mm (f= 5…57.6 Hz) conforming to IEC 60068-2-6 1 gn (f= 57.6…150 Hz) conforming to IEC 60255-21-1 0.35 mm (f= 5…57.6 Hz) conforming to IEC 60068-2-6/IEC 60255-21-1 1 gn (f= 57.6…150 Hz) conforming to IEC 60068-2-6/IEC 60255-21-1 0.35 mm (f= 5…57.6 Hz) conforming to IEC 60068-2-6/IEC 60255-21-1 1 gn (f= 57.6…150 Hz) conforming to IEC 60068-2-6/IEC 60255-21-1 0.35 mm (f= 5…57.6 Hz) conforming to IEC 60068-2-6/IEC 60255-21-1 1 gn (f= 57.6…150 Hz) conforming to IEC 60068-2-6/IEC 60255-21-1 0.35 mm (f= 5…57.6 Hz) conforming to IEC 60068-2-6/IEC 60255-21-1 1 gn (f= 57.6…150 Hz) conforming to IEC 60068-2-6/IEC 60255-21-1 0.35 mm (f= 5…57.6 Hz) conforming to IEC 60068-2-6/IEC 60255-21-1 1 gn (f= 57.6…150 Hz) conforming to IEC 60068-2-6/IEC 60255-21-1 0.35 mm (f= 5…57.6 Hz) conforming to IEC 60068-2-6 1 gn (f= 57.6…150 Hz) conforming to IEC 60255-21-1 0.35 mm (f= 5…57.6 Hz) conforming to IEC 60068-2-6 1 gn (f= 57.6…150 Hz) conforming to IEC 60255-21-1 0.35 mm (f= 5…57.6 Hz) conforming to IEC 60068-2-6 1 gn (f= 57.6…150 Hz) conforming to IEC 60255-21-1 0.35 mm (f= 5…57.6 Hz) conforming to IEC 60068-2-6 1 gn (f= 57.6…150 Hz) conforming to IEC 60255-21-1 0.35 mm (f= 5…57.6 Hz) conforming to IEC 60068-2-6/IEC 60255-21-1 1 gn (f= 57.6…150 Hz) conforming to IEC 60068-2-6/IEC 60255-21-1 0.35 mm (f= 5…57.6 Hz) conforming to IEC 60068-2-6 1 gn (f= 57.6…150 Hz) conforming to IEC 60255-21-1 0.35 mm (f= 5…57.6 Hz) conforming to IEC 60068-2-6 1 gn (f= 57.6…150 Hz) conforming to IEC 60255-21-1 0.35 mm (f= 5…57.6 Hz) conforming to IEC 60068-2-6 1 gn (f= 57.6…150 Hz) conforming to IEC 60255-21-1 0.35 mm (f= 5…57.6 Hz) conforming to IEC 60068-2-6 1 gn (f= 57.6…150 Hz) conforming to IEC 60255-21-1 0.35 mm (f= 5…57.6 Hz) conforming to IEC 60068-2-6 1 gn (f= 57.6…150 Hz) conforming to IEC 60255-21-1 0.35 mm (f= 5…57.6 Hz) conforming to IEC 60068-2-6 1 gn (f= 57.6…150 Hz) conforming to IEC 60255-21-1 0.35 mm (f= 5…57.6 Hz) conforming to IEC 60068-2-6 1 gn (f= 57.6…150 Hz) conforming to IEC 60255-21-1 0.35 mm (f= 5…57.6 Hz) conforming to IEC 60068-2-6 1 gn (f= 57.6…150 Hz) conforming to IEC 60255-21-1 0.075 mm (f= 10…58.1 Hz) not in operation conforming to IEC 60068-2-6 1 gn (f= 10…58.1 Hz) not in operation conforming to IEC 60068-2-6 0.035 mm (f= 58.1…150 Hz) in operation conforming to IEC 60068-2-6 0.5 gn (f= 58.1…150 Hz) in operation conforming to IEC 60068-2-6 0.075 mm (f= 10…58.1 Hz) not in operation conforming to IEC 60068-2-6 1 gn (f= 10…58.1 Hz) not in operation conforming to IEC 60068-2-6 0.035 mm (f= 58.1…150 Hz) in operation conforming to IEC 60068-2-6 0.5 gn (f= 58.1…150 Hz) in operation conforming to IEC 60068-2-6 0.075 mm (f= 10…58.1 Hz) not in operation conforming to IEC 60068-2-6 1 gn (f= 10…58.1 Hz) not in operation conforming to IEC 60068-2-6 0.035 mm (f= 58.1…150 Hz) in operation conforming to IEC 60068-2-6 0.5 gn (f= 58.1…150 Hz) in operation conforming to IEC 60068-2-6 0.075 mm (f= 10…58.1 Hz) not in operation conforming to IEC 60068-2-6 1 gn (f= 10…58.1 Hz) not in operation conforming to IEC 60068-2-6 0.035 mm (f= 58.1…150 Hz) in operation conforming to IEC 60068-2-6 0.5 gn (f= 58.1…150 Hz) in operation conforming to IEC 60068-2-6 0.075 mm (f= 10…58.1 Hz) not in operation conforming to IEC 60068-2-6 1 gn (f= 10…58.1 Hz) not in operation conforming to IEC 60068-2-6 0.035 mm (f= 58.1…150 Hz) in operation conforming to IEC 60068-2-6 0.5 gn (f= 58.1…150 Hz) in operation conforming to IEC 60068-2-6 0.075 mm (f= 10…58.1 Hz) not in operation conforming to IEC 60068-2-6 1 gn (f= 10…58.1 Hz) not in operation conforming to IEC 60068-2-6 0.035 mm (f= 58.1…150 Hz) in operation conforming to IEC 60068-2-6 0.5 gn (f= 58.1…150 Hz) in operation conforming to IEC 60068-2-6 0.075 mm (f= 10…58.1 Hz) not in operation conforming to IEC 60068-2-6 1 gn (f= 10…58.1 Hz) not in operation conforming to IEC 60068-2-6 0.035 mm (f= 58.1…150 Hz) in operation conforming to IEC 60068-2-6 0.5 gn (f= 58.1…150 Hz) in operation conforming to IEC 60068-2-6 0.075 mm (f= 10…58.1 Hz) not in operation conforming to IEC 60068-2-6 1 gn (f= 10…58.1 Hz) not in operation conforming to IEC 60068-2-6 0.035 mm (f= 58.1…150 Hz) in operation conforming to IEC 60068-2-6 0.5 gn (f= 58.1…150 Hz) in operation conforming to IEC 60068-2-6 0.075 mm (f= 10…58.1 Hz) not in operation conforming to IEC 60068-2-6 1 gn (f= 10…58.1 Hz) not in operation conforming to IEC 60068-2-6 0.035 mm (f= 58.1…150 Hz) in operation conforming to IEC 60068-2-6 0.5 gn (f= 58.1…150 Hz) in operation conforming to IEC 60068-2-6 0.075 mm (f= 10…58.1 Hz) not in operation conforming to IEC 60068-2-6 1 gn (f= 10…58.1 Hz) not in operation conforming to IEC 60068-2-6 0.035 mm (f= 58.1…150 Hz) in operation conforming to IEC 60068-2-6 0.5 gn (f= 58.1…150 Hz) in operation conforming to IEC 60068-2-6 0.075 mm (f= 10…58.1 Hz) not in operation conforming to IEC 60068-2-6 1 gn (f= 10…58.1 Hz) not in operation conforming to IEC 60068-2-6 0.035 mm (f= 58.1…150 Hz) in operation conforming to IEC 60068-2-6 0.5 gn (f= 58.1…150 Hz) in operation conforming to IEC 60068-2-6 0.075 mm (f= 10…58.1 Hz) not in operation conforming to IEC 60068-2-6 1 gn (f= 10…58.1 Hz) not in operation conforming to IEC 60068-2-6 0.035 mm (f= 58.1…150 Hz) in operation conforming to IEC 60068-2-6 0.5 gn (f= 58.1…150 Hz) in operation conforming to IEC 60068-2-6 0.075 mm (f= 10…58.1 Hz) not in operation conforming to IEC 60068-2-6 1 gn (f= 10…58.1 Hz) not in operation conforming to IEC 60068-2-6 0.035 mm (f= 58.1…150 Hz) in operation conforming to IEC 60068-2-6 0.5 gn (f= 58.1…150 Hz) in operation conforming to IEC 60068-2-6 0.075 mm (f= 10…58.1 Hz) not in operation conforming to IEC 60068-2-6 1 gn (f= 10…58.1 Hz) not in operation conforming to IEC 60068-2-6 0.035 mm (f= 58.1…150 Hz) in operation conforming to IEC 60068-2-6 0.5 gn (f= 58.1…150 Hz) in operation conforming to IEC 60068-2-6 0.075 mm (f= 10…58.1 Hz) not in operation conforming to IEC 60068-2-6 1 gn (f= 10…58.1 Hz) not in operation conforming to IEC 60068-2-6 0.035 mm (f= 58.1…150 Hz) in operation conforming to IEC 60068-2-6 0.5 gn (f= 58.1…150 Hz) in operation conforming to IEC 60068-2-6 0.075 mm (f= 10…58.1 Hz) not in operation conforming to IEC 60068-2-6 1 gn (f= 10…58.1 Hz) not in operation conforming to IEC 60068-2-6 0.035 mm (f= 58.1…150 Hz) in operation conforming to IEC 60068-2-6 0.5 gn (f= 58.1…150 Hz) in operation conforming to IEC 60068-2-6 0.075 mm (f= 10…58.1 Hz) not in operation conforming to IEC 60068-2-6 1 gn (f= 10…58.1 Hz) not in operation conforming to IEC 60068-2-6 0.035 mm (f= 58.1…150 Hz) in operation conforming to IEC 60068-2-6 0.5 gn (f= 58.1…150 Hz) in operation conforming to IEC 60068-2-6 0.075 mm (f= 10…58.1 Hz) not in operation conforming to IEC 60068-2-6 1 gn (f= 10…58.1 Hz) not in operation conforming to IEC 60068-2-6 0.035 mm (f= 58.1…150 Hz) in operation conforming to IEC 60068-2-6 0.5 gn (f= 58.1…150 Hz) in operation conforming to IEC 60068-2-6 0.075 mm (f= 10…58.1 Hz) not in operation conforming to IEC 60068-2-6 1 gn (f= 10…58.1 Hz) not in operation conforming to IEC 60068-2-6 0.035 mm (f= 58.1…150 Hz) in operation conforming to IEC 60068-2-6 0.5 gn (f= 58.1…150 Hz) in operation conforming to IEC 60068-2-6 0.075 mm (f= 10…58.1 Hz) not in operation conforming to IEC 60068-2-6 1 gn (f= 10…58.1 Hz) not in operation conforming to IEC 60068-2-6 0.035 mm (f= 58.1…150 Hz) in operation conforming to IEC 60068-2-6 0.5 gn (f= 58.1…150 Hz) in operation conforming to IEC 60068-2-6 0.075 mm (f= 10…58.1 Hz) not in operation conforming to IEC 60068-2-6 1 gn (f= 10…58.1 Hz) not in operation conforming to IEC 60068-2-6 0.035 mm (f= 58.1…150 Hz) in operation conforming to IEC 60068-2-6 0.5 gn (f= 58.1…150 Hz) in operation conforming to IEC 60068-2-6 0.075 mm (f= 10…58.1 Hz) not in operation conforming to IEC 60068-2-6 1 gn (f= 10…58.1 Hz) not in operation conforming to IEC 60068-2-6 0.035 mm (f= 58.1…150 Hz) in operation conforming to IEC 60068-2-6 0.5 gn (f= 58.1…150 Hz) in operation conforming to IEC 60068-2-6 0.075 mm (f= 10…58.1 Hz) not in operation conforming to IEC 60068-2-6 1 gn (f= 58.1…150 Hz) not in operation conforming to IEC 60068-2-6 0.035 mm (f= 10…58.1 Hz) in operation conforming to IEC 60068-2-6 0.5 gn (f= 58.1…150 Hz) in operation conforming to IEC 60068-2-6 20 m/s² (f= 10…150 Hz) conforming to IEC 60068-2-6 20 m/s² (f= 10…150 Hz) conforming to IEC 60068-2-6 20 m/s² (f= 10…150 Hz) conforming to IEC 60068-2-6 20 m/s² (f= 10…150 Hz) conforming to IEC 60068-2-6 20 m/s² (f= 10…150 Hz) conforming to IEC 60068-2-6 20 m/s² (f= 10…150 Hz) conforming to IEC 60068-2-6 20 m/s² (f= 10…150 Hz) conforming to IEC 60068-2-6 20 m/s² (f= 10…150 Hz) conforming to IEC 60068-2-6 20 m/s² (f= 10…150 Hz) conforming to IEC 60068-2-6 20 m/s² (f= 10…150 Hz) conforming to IEC 60068-2-6 20 m/s² (f= 10…150 Hz) conforming to IEC 60068-2-6 20 m/s² (f= 10…150 Hz) conforming to IEC 60068-2-6 20 m/s² (f= 10…150 Hz) conforming to IEC 60068-2-6 20 m/s² (f= 10…150 Hz) conforming to IEC 60068-2-6 20 m/s² (f= 10…150 Hz) conforming to IEC 60068-2-6 20 m/s² (f= 10…150 Hz) conforming to IEC 60068-2-6 20 m/s² (f= 10…150 Hz) conforming to IEC 60068-2-6 20 m/s² (f= 10…150 Hz) conforming to IEC 60068-2-6 20 m/s² (f= 10…150 Hz) conforming to IEC 60068-2-6 20 m/s² (f= 10…150 Hz) conforming to IEC 60068-2-6 20 m/s² (f= 10…150 Hz) conforming to IEC 60068-2-6 20 m/s² (f= 10…150 Hz) conforming to IEC 60068-2-6 20 m/s² (f= 10…150 Hz) conforming to IEC 60068-2-6 20 m/s² (f= 10…150 Hz) conforming to IEC 60068-2-6 20 m/s² (f= 10…150 Hz) conforming to IEC 60068-2-6 20 m/s² (f= 10…150 Hz) conforming to IEC 60068-2-6 20 m/s² (f= 10…150 Hz) conforming to IEC 60068-2-6 20 m/s² (f= 10…150 Hz) conforming to IEC 60068-2-6 20 m/s² (f= 10…150 Hz) conforming to IEC 60068-2-6 20 m/s² (f= 10…150 Hz) conforming to IEC 60068-2-6 20 m/s² (f= 10…150 Hz) conforming to IEC 60068-2-6 20 m/s² (f= 10…150 Hz) conforming to IEC 60068-2-6 20 m/s² (f= 10…150 Hz) conforming to IEC 60068-2-6 20 m/s² (f= 10…150 Hz) conforming to IEC 60068-2-6 20 m/s² (f= 10…150 Hz) conforming to IEC 60068-2-6 20 m/s² (f= 10…150 Hz) conforming to IEC 60068-2-6 20 m/s² (f= 10…150 Hz) conforming to IEC 60068-2-6 20 m/s² (f= 10…150 Hz) conforming to IEC 60068-2-6 20 m/s² (f= 10…150 Hz) conforming to IEC 60068-2-6 20 m/s² (f= 10…150 Hz) conforming to IEC 60068-2-6 20 m/s² (f= 10…150 Hz) conforming to IEC 60068-2-6 20 m/s² (f= 10…150 Hz) conforming to IEC 60068-2-6 20 m/s² (f= 10…150 Hz) conforming to IEC 60068-2-6 20 m/s² (f= 10…150 Hz) conforming to IEC 60068-2-6 20 m/s² (f= 10…150 Hz) conforming to IEC 60068-2-6 20 m/s² (f= 10…150 Hz) conforming to IEC 60068-2-6 20 m/s² (f= 10…150 Hz) conforming to IEC 60068-2-6 20 m/s² (f= 10…150 Hz) conforming to IEC 60068-2-6 20 m/s² (f= 10…150 Hz) conforming to IEC 60068-2-6 20 m/s² (f= 10…150 Hz) conforming to IEC 60068-2-6 0.35 mm (f= 10…55 Hz) conforming to IEC 60068-2-6 0.35 mm (f= 10…55 Hz) conforming to IEC 60068-2-6 0.35 mm (f= 10…55 Hz) conforming to IEC 60068-2-6 0.35 mm (f= 10…55 Hz) conforming to IEC 60068-2-6 0.35 mm (f= 10…55 Hz) conforming to IEC 60068-2-6 0.35 mm (f= 10…55 Hz) conforming to IEC 60068-2-6 0.35 mm (f= 10…55 Hz) conforming to IEC 60068-2-6 0.35 mm (f= 10…55 Hz) conforming to IEC 60068-2-6 0.35 mm (f= 10…55 Hz) conforming to IEC 60068-2-6 0.35 mm (f= 10…55 Hz) conforming to IEC 60068-2-6 0.35 mm (f= 10…55 Hz) conforming to IEC 60068-2-6 0.35 mm (f= 10…55 Hz) conforming to IEC 60068-2-6 0.35 mm (f= 10…55 Hz) conforming to IEC 60068-2-6 0.35 mm (f= 10…55 Hz) conforming to IEC 60068-2-6 5 gn (f= 10…100 Hz) conforming to IEC 60068-2-6 5 gn (f= 10…100 Hz) conforming to IEC 60068-2-6 5 gn (f= 10…100 Hz) conforming to IEC 60068-2-6 5 gn (f= 10…100 Hz) conforming to IEC 60068-2-6 5 gn (f= 10…100 Hz) conforming to IEC 60068-2-6 5 gn (f= 10…100 Hz) conforming to IEC 60068-2-6 5 gn (f= 10…100 Hz) conforming to IEC 60068-2-6 5 gn (f= 10…100 Hz) conforming to IEC 60068-2-6 5 gn (f= 10…100 Hz) conforming to IEC 60068-2-6 5 gn (f= 10…100 Hz) conforming to IEC 60068-2-6 5 gn (f= 10…100 Hz) conforming to IEC 60068-2-6 5 gn (f= 10…100 Hz) conforming to IEC 60068-2-6 5 gn (f= 10…100 Hz) conforming to IEC 60068-2-6 5 gn (f= 10…100 Hz) conforming to IEC 60068-2-6 5 gn (f= 10…100 Hz) conforming to IEC 60068-2-6 5 gn (f= 10…100 Hz) conforming to IEC 60068-2-6 5 gn (f= 10…100 Hz) conforming to IEC 60068-2-6 5 gn (f= 10…100 Hz) conforming to IEC 60068-2-6 4.6 gn (sideways) 4.6 gn (inverted) 4.6 gn (upright) 4.6 gn (sideways) 4.6 gn (inverted) 4.6 gn (upright) 4.6 gn (sideways) 4.6 gn (inverted) 4.6 gn (upright) 4.6 gn (sideways) 4.6 gn (inverted) 7.1 gn (upright) 4.6 gn (sideways) 4.6 gn (inverted) 7.1 gn (upright) 4.6 gn (sideways) 4.6 gn (inverted) 7.1 gn (upright) 4.6 gn (sideways) 4.6 gn (inverted) 7.1 gn (upright) 7 gn 7 gn 7 gn 7 gn 7 gn 7 gn 7 gn 7 gn 5 gn conforming to IEC 60068-2-6 5 gn conforming to IEC 60068-2-6 6 gn (f= 10…55 Hz) conforming to IEC 60068-2-6 6 gn (f= 10…55 Hz) conforming to NF C 20-616 6 gn (f= 10…55 Hz) conforming to IEC 60068-2-6 6 gn (f= 10…55 Hz) conforming to NF C 20-616 6 gn (f= 10…55 Hz) conforming to IEC 60068-2-6 6 gn (f= 10…55 Hz) conforming to NF C 20-616 6 gn (f= 10…55 Hz) conforming to IEC 60068-2-6 6 gn (f= 10…55 Hz) conforming to NF C 20-616 6 gn (f= 10…55 Hz) conforming to IEC 60068-2-6 6 gn (f= 10…55 Hz) conforming to NF C 20-616 6 gn (f= 10…55 Hz) conforming to IEC 60068-2-6 6 gn (f= 10…55 Hz) conforming to NF C 20-616 6 gn (f= 10…55 Hz) conforming to IEC 60068-2-6 6 gn (f= 10…55 Hz) conforming to NF C 20-616 6 gn (f= 10…55 Hz) conforming to IEC 60068-2-6 6 gn (f= 10…55 Hz) conforming to NF C 20-616 6 gn (f= 10…55 Hz) conforming to IEC 60068-2-6 6 gn (f= 10…55 Hz) conforming to NF C 20-616 6 gn (f= 10…55 Hz) conforming to IEC 60068-2-6 6 gn (f= 10…55 Hz) conforming to NF C 20-616 6 gn (f= 10…55 Hz) conforming to IEC 60068-2-6 6 gn (f= 10…55 Hz) conforming to NF C 20-616 6 gn (f= 10…55 Hz) conforming to IEC 60068-2-6 6 gn (f= 10…55 Hz) conforming to NF C 20-616 6 gn (f= 10…55 Hz) conforming to IEC 60068-2-6 6 gn (f= 10…55 Hz) conforming to NF C 20-616 6 gn (f= 10…55 Hz) conforming to IEC 60068-2-6 6 gn (f= 10…55 Hz) conforming to NF C 20-616 6 gn (f= 10…55 Hz) conforming to IEC 60068-2-6 6 gn (f= 10…55 Hz) conforming to NF C 20-616 6 gn (f= 10…55 Hz) conforming to IEC 60068-2-6 6 gn (f= 10…55 Hz) conforming to NF C 20-616 6 gn (f= 10…55 Hz) conforming to IEC 60068-2-6 6 gn (f= 10…55 Hz) conforming to NF C 20-616 6 gn (f= 10…55 Hz) conforming to IEC 60068-2-6 6 gn (f= 10…55 Hz) conforming to NF C 20-616 6 gn (f= 10…55 Hz) conforming to IEC 60068-2-6 6 gn (f= 10…55 Hz) conforming to NF C 20-616 6 gn (f= 10…55 Hz) conforming to IEC 60068-2-6 6 gn (f= 10…55 Hz) conforming to NF C 20-616 6 gn (f= 10…55 Hz) conforming to IEC 60068-2-6 6 gn (f= 10…55 Hz) conforming to NF C 20-616 6 gn (f= 10…55 Hz) conforming to IEC 60068-2-6 6 gn (f= 10…55 Hz) conforming to NF C 20-616 6 gn (f= 10…55 Hz) conforming to IEC 60068-2-6 6 gn (f= 10…55 Hz) conforming to NF C 20-616 6 gn (f= 10…55 Hz) conforming to IEC 60068-2-6 6 gn (f= 10…55 Hz) conforming to NF C 20-616 6 gn (f= 10…55 Hz) conforming to IEC 60068-2-6 6 gn (f= 10…55 Hz) conforming to NF C 20-616 6 gn (f= 10…55 Hz) conforming to IEC 60068-2-6 6 gn (f= 10…55 Hz) conforming to NF C 20-616 6 gn (f= 10…55 Hz) conforming to IEC 60068-2-6 6 gn (f= 10…55 Hz) conforming to NF C 20-616 6 gn (f= 10…55 Hz) conforming to IEC 60068-2-6 6 gn (f= 10…55 Hz) conforming to NF C 20-616 6 gn (f= 10…55 Hz) conforming to IEC 60068-2-6 6 gn (f= 10…55 Hz) conforming to NF C 20-616 6 gn (f= 10…55 Hz) conforming to IEC 60068-2-6 6 gn (f= 10…55 Hz) conforming to NF C 20-616 6 gn (f= 10…55 Hz) conforming to IEC 60068-2-6 6 gn (f= 10…55 Hz) conforming to NF C 20-616 6 gn (f= 10…55 Hz) conforming to IEC 60068-2-6 6 gn (f= 10…55 Hz) conforming to NF C 20-616 6 gn (f= 10…55 Hz) conforming to IEC 60068-2-6 6 gn (f= 10…55 Hz) conforming to NF C 20-616 6 gn (f= 10…55 Hz) conforming to IEC 60068-2-6 6 gn (f= 10…55 Hz) conforming to NF C 20-616 6 gn (f= 10…55 Hz) conforming to IEC 60068-2-6 6 gn (f= 10…55 Hz) conforming to NF C 20-616 6 gn (f= 10…55 Hz) conforming to IEC 60068-2-6 6 gn (f= 10…55 Hz) conforming to NF C 20-616 6 gn (f= 10…55 Hz) conforming to IEC 60068-2-6 6 gn (f= 10…55 Hz) conforming to NF C 20-616 6 gn (f= 10…55 Hz) conforming to IEC 60068-2-6 6 gn (f= 10…55 Hz) conforming to NF C 20-616 0.35 ms (f= 10…55 Hz) conforming to IEC 60068-2-6 0.35 ms (f= 10…55 Hz) conforming to IEC 60068-2-6 0.35 ms (f= 10…55 Hz) conforming to IEC 60068-2-6 0.35 ms (f= 10…55 Hz) conforming to IEC 60068-2-6 0.35 ms (f= 10…55 Hz) conforming to IEC 60068-2-6 0.35 ms (f= 10…55 Hz) conforming to IEC 60068-2-6 0.35 ms (f= 10…55 Hz) conforming to IEC 60068-2-6 0.35 ms (f= 10…55 Hz) conforming to IEC 60068-2-6 0.35 ms (f= 10…55 Hz) conforming to IEC 60068-2-6 0.35 ms (f= 10…55 Hz) conforming to IEC 60068-2-6 0.35 ms (f= 10…55 Hz) conforming to IEC 60068-2-6 0.35 ms (f= 10…55 Hz) conforming to IEC 60068-2-6 0.35 ms (f= 10…55 Hz) conforming to IEC 60068-2-6 0.35 ms (f= 10…55 Hz) conforming to IEC 60068-2-6 0.35 ms (f= 10…55 Hz) conforming to IEC 60068-2-6 0.35 ms (f= 10…55 Hz) conforming to IEC 60068-2-6 0.35 ms (f= 10…55 Hz) conforming to IEC 60068-2-6 0.35 ms (f= 10…55 Hz) conforming to IEC 60068-2-6 0.35 ms (f= 10…55 Hz) conforming to IEC 60068-2-6 0.35 ms (f= 10…55 Hz) conforming to IEC 60068-2-6 0.35 ms (f= 10…55 Hz) conforming to IEC 60068-2-6 0.35 mm conforming to IEC 60068-2-6 (f = 10…55 Hz) 0.35 mm conforming to IEC 60068-2-6 (f = 10…55 Hz) 0.35 ms (f= 10…55 Hz) conforming to IEC 60068-2-6 0.35 ms (f= 10…55 Hz) conforming to IEC 60068-2-6 0.35 ms (f= 10…55 Hz) conforming to IEC 60068-2-6 0.35 ms (f= 10…55 Hz) conforming to IEC 60068-2-6 0.35 ms (f= 10…55 Hz) conforming to IEC 60068-2-6 0.35 ms (f= 10…55 Hz) conforming to IEC 60068-2-6 0.35 ms (f= 10…55 Hz) conforming to IEC 60068-2-6 0.35 ms (f= 10…55 Hz) conforming to IEC 60068-2-6 0.35 ms (f= 10…55 Hz) conforming to IEC 60068-2-6 0.35 ms (f= 10…55 Hz) conforming to IEC 60068-2-6 0.35 ms (f= 10…55 Hz) conforming to IEC 60068-2-6 0.35 ms (f= 10…55 Hz) conforming to IEC 60068-2-6 0.35 ms (f= 10…55 Hz) conforming to IEC 60068-2-6 0.35 ms (f= 10…55 Hz) conforming to IEC 60068-2-6 0.35 ms (f= 10…55 Hz) conforming to IEC 60068-2-6 0.35 ms (f= 10…55 Hz) conforming to IEC 60068-2-6 0.35 ms (f= 10…55 Hz) conforming to IEC 60068-2-6 0.35 ms (f= 10…55 Hz) conforming to IEC 60068-2-6 0.35 ms (f= 10…55 Hz) conforming to IEC 60068-2-6 0.35 ms (f= 10…55 Hz) conforming to IEC 60068-2-6 0.35 ms (f= 10…55 Hz) conforming to IEC 60068-2-6 0.35 mm (f= 10…55 Hz) conforming to IEC 60068-2-6 0.35 mm (f= 10…55 Hz) conforming to IEC 60068-2-6 0.35 mm (f= 10…55 Hz) conforming to IEC 60068-2-6 0.35 mm (f= 10…55 Hz) conforming to IEC 60068-2-6 0.35 mm (f= 10…55 Hz) conforming to IEC 60068-2-6 0.35 mm (f= 10…55 Hz) conforming to IEC 60068-2-6 0.35 mm (f= 10…55 Hz) conforming to IEC 60068-2-6 0.35 mm (f= 10…55 Hz) conforming to IEC 60068-2-6 0.35 mm (f= 10…55 Hz) conforming to IEC 60068-2-6 0.35 mm (f= 10…55 Hz) conforming to IEC 60068-2-6 0.35 mm (f= 10…55 Hz) conforming to IEC 60068-2-6 +/- 1 mm (f= 10…55 Hz) conforming to EN/IEC 60068-2-6 +/- 1 mm (f= 10…55 Hz) conforming to EN/IEC 60068-2-6 +/- 1 mm (f= 10…55 Hz) conforming to EN/IEC 60068-2-6 +/- 1 mm (f= 10…55 Hz) conforming to EN/IEC 60068-2-6 +/- 1 mm (f= 10…55 Hz) conforming to EN/IEC 60068-2-6 +/- 1 mm (f= 10…55 Hz) conforming to EN/IEC 60068-2-6 +/- 1 mm (f= 10…55 Hz) conforming to EN/IEC 60068-2-6 +/- 1 mm (f= 10…55 Hz) conforming to EN/IEC 60068-2-6 +/- 1 mm (f= 10…55 Hz) conforming to EN/IEC 60068-2-6 +/- 1 mm (f= 10…55 Hz) conforming to EN/IEC 60068-2-6 +/- 1 mm (f= 10…55 Hz) conforming to EN/IEC 60068-2-6 +/- 1 mm (f= 10…55 Hz) conforming to EN/IEC 60068-2-6 +/- 1 mm (f= 10…55 Hz) conforming to EN/IEC 60068-2-6 +/- 1 mm (f= 10…55 Hz) conforming to EN/IEC 60068-2-6 +/- 1 mm (f= 10…55 Hz) conforming to EN/IEC 60068-2-6 +/- 1 mm (f= 10…55 Hz) conforming to EN/IEC 60068-2-6 +/- 1 mm (f= 10…55 Hz) conforming to EN/IEC 60068-2-6 +/- 1 mm (f= 10…55 Hz) conforming to EN/IEC 60068-2-6 +/- 1 mm (f= 10…55 Hz) conforming to EN/IEC 60068-2-6 +/- 1 mm (f= 10…55 Hz) conforming to EN/IEC 60068-2-6 +/- 1 mm (f= 10…55 Hz) conforming to EN/IEC 60068-2-6 +/- 1 mm (f= 10…55 Hz) conforming to EN/IEC 60068-2-6 +/- 1 mm (f= 10…55 Hz) conforming to EN/IEC 60068-2-6 +/- 1 mm (f= 10…55 Hz) conforming to EN/IEC 60068-2-6 +/- 1 mm (f= 10…55 Hz) conforming to EN/IEC 60068-2-6 +/- 1 mm (f= 10…55 Hz) conforming to EN/IEC 60068-2-6 +/- 1 mm (f= 10…55 Hz) conforming to EN/IEC 60068-2-6 +/- 1 mm (f= 10…55 Hz) conforming to EN/IEC 60068-2-6 +/- 1 mm (f= 10…55 Hz) conforming to EN/IEC 60068-2-6 +/- 1 mm (f= 10…55 Hz) conforming to EN/IEC 60068-2-6 +/- 1 mm (f= 10…55 Hz) conforming to EN/IEC 60068-2-6 +/- 1 mm (f= 10…55 Hz) conforming to EN/IEC 60068-2-6 +/- 1 mm (f= 10…55 Hz) conforming to EN/IEC 60068-2-6 +/- 1 mm (f= 10…55 Hz) conforming to EN/IEC 60068-2-6 +/- 1 mm (f= 10…55 Hz) conforming to EN/IEC 60068-2-6 +/- 1 mm (f= 10…55 Hz) conforming to EN/IEC 60068-2-6 +/- 1 mm (f= 10…55 Hz) conforming to EN/IEC 60068-2-6 +/- 1 mm (f= 10…55 Hz) conforming to EN/IEC 60068-2-6 +/- 1 mm (f= 10…55 Hz) conforming to EN/IEC 60068-2-6 +/- 1 mm (f= 10…55 Hz) conforming to EN/IEC 60068-2-6 +/- 1 mm (f= 10…55 Hz) conforming to EN/IEC 60068-2-6 +/- 1 mm (f= 10…55 Hz) conforming to EN/IEC 60068-2-6 +/- 1 mm (f= 10…55 Hz) conforming to EN/IEC 60068-2-6 +/- 1 mm (f= 10…55 Hz) conforming to EN/IEC 60068-2-6 10 gn, amplitude = +/- 1 mm (f = 10…150 Hz)10 cycles not operating conforming to EN/IEC 60068-2-6 5 gn, amplitude = +/- 1 mm (f = 10…150 Hz)10 cycles in operation conforming to EN/IEC 60068-2-6 10 gn, amplitude = +/- 1 mm (f = 10…150 Hz)10 cycles not operating conforming to EN/IEC 60068-2-6 5 gn, amplitude = +/- 1 mm (f = 10…150 Hz)10 cycles in operation conforming to EN/IEC 60068-2-6 10 gn, amplitude = +/- 1 mm (f = 10…150 Hz)10 cycles not operating conforming to EN/IEC 60068-2-6 5 gn, amplitude = +/- 1 mm (f = 10…150 Hz)10 cycles in operation conforming to EN/IEC 60068-2-6 10 gn, amplitude = +/- 1 mm (f = 10…150 Hz)10 cycles not operating conforming to EN/IEC 60068-2-6 5 gn, amplitude = +/- 1 mm (f = 10…150 Hz)10 cycles in operation conforming to EN/IEC 60068-2-6 10 gn, amplitude = +/- 1 mm (f = 10…150 Hz)10 cycles not operating conforming to EN/IEC 60068-2-6 5 gn, amplitude = +/- 1 mm (f = 10…150 Hz)10 cycles in operation conforming to EN/IEC 60068-2-6 10 gn, amplitude = +/- 1 mm (f = 10…150 Hz)10 cycles not operating conforming to EN/IEC 60068-2-6 5 gn, amplitude = +/- 1 mm (f = 10…150 Hz)10 cycles in operation conforming to EN/IEC 60068-2-6 10 gn, amplitude = +/- 1 mm (f = 10…150 Hz)10 cycles not operating conforming to EN/IEC 60068-2-6 5 gn, amplitude = +/- 1 mm (f = 10…150 Hz)10 cycles in operation conforming to EN/IEC 60068-2-6 10 gn, amplitude = +/- 1 mm (f = 10…150 Hz)10 cycles not operating conforming to EN/IEC 60068-2-6 5 gn, amplitude = +/- 1 mm (f = 10…150 Hz)10 cycles in operation conforming to EN/IEC 60068-2-6 10 gn, amplitude = +/- 1 mm (f = 10…150 Hz)10 cycles not operating conforming to EN/IEC 60068-2-6 5 gn, amplitude = +/- 1 mm (f = 10…150 Hz)10 cycles in operation conforming to EN/IEC 60068-2-6 10 gn, amplitude = +/- 1 mm (f = 10…150 Hz)10 cycles not operating conforming to EN/IEC 60068-2-6 5 gn, amplitude = +/- 1 mm (f = 10…150 Hz)10 cycles in operation conforming to EN/IEC 60068-2-6 +/- 1 mm (f= 10…55 Hz) conforming to EN/IEC 60068-2-6 +/- 1 mm (f= 10…55 Hz) conforming to EN/IEC 60068-2-6 +/- 1 mm (f= 10…55 Hz) conforming to EN/IEC 60068-2-6 +/- 1 mm (f= 10…55 Hz) conforming to EN/IEC 60068-2-6 +/- 1 mm (f= 10…55 Hz) conforming to EN/IEC 60068-2-6 +/- 1 mm (f= 10…55 Hz) conforming to EN/IEC 60068-2-6 +/- 1 mm (f= 10…55 Hz) conforming to EN/IEC 60068-2-6 +/- 1 mm (f= 10…55 Hz) conforming to EN/IEC 60068-2-6 +/- 1 mm (f= 10…55 Hz) conforming to EN/IEC 60068-2-6 +/- 1 mm (f= 10…55 Hz) conforming to EN/IEC 60068-2-6 +/- 1 mm (f= 10…55 Hz) conforming to EN/IEC 60068-2-6 +/- 1 mm (f= 10…55 Hz) conforming to EN/IEC 60068-2-6 +/- 1 mm (f= 10…55 Hz) conforming to EN/IEC 60068-2-6 +/- 1 mm (f= 10…55 Hz) conforming to EN/IEC 60068-2-6 +/- 1 mm (f= 10…55 Hz) conforming to EN/IEC 60068-2-6 +/- 1 mm (f= 10…55 Hz) conforming to EN/IEC 60068-2-6 +/- 1 mm (f= 10…55 Hz) conforming to EN/IEC 60068-2-6 +/- 1 mm (f= 10…55 Hz) conforming to EN/IEC 60068-2-6 +/- 1 mm (f= 10…55 Hz) conforming to EN/IEC 60068-2-6 +/- 1 mm (f= 10…55 Hz) conforming to EN/IEC 60068-2-6 +/- 1 mm (f= 10…55 Hz) conforming to EN/IEC 60068-2-6 +/- 1 mm (f= 10…55 Hz) conforming to EN/IEC 60068-2-6 +/- 1 mm (f= 10…55 Hz) conforming to EN/IEC 60068-2-6 +/- 1 mm (f= 10…55 Hz) conforming to EN/IEC 60068-2-6 +/- 1 mm (f= 10…55 Hz) conforming to EN/IEC 60068-2-6 +/- 1 mm (f= 10…55 Hz) conforming to EN/IEC 60068-2-6 +/- 1 mm (f= 10…55 Hz) conforming to EN/IEC 60068-2-6 +/- 1 mm (f= 10…55 Hz) conforming to EN/IEC 60068-2-6 +/- 1 mm (f= 10…55 Hz) conforming to EN/IEC 60068-2-6 +/- 1 mm (f= 10…55 Hz) conforming to EN/IEC 60068-2-6 +/- 1 mm (f= 10…55 Hz) conforming to EN/IEC 60068-2-6 +/- 1 mm (f= 10…55 Hz) conforming to EN/IEC 60068-2-6 +/- 1 mm (f= 10…55 Hz) conforming to EN/IEC 60068-2-6 +/- 1 mm (f= 10…55 Hz) conforming to EN/IEC 60068-2-6 +/- 1 mm (f= 10…55 Hz) conforming to EN/IEC 60068-2-6 +/- 1 mm (f= 10…55 Hz) conforming to EN/IEC 60068-2-6
Main | App for product | Zelio NFC (downloadable from Google Play store) Zelio NFC (downloadable from Google Play store)
| Supported OS | Android Android
| [In] rated current | 5 A 5 A 5 A 5 A
| [Ithe] conventional enclosed thermal current | 5 A 40 °C 5 A 40 °C 5 A 40 °C 5 A 40 °C 5 A 40 °C 5 A 40 °C 5 A 40 °C 5 A 40 °C 5 A 40 °C 1 A 40 °C 1 A 40 °C 1 A 40 °C 1 A 40 °C 5 A 40 °C 5 A 40 °C 5 A 40 °C 5 A 40 °C 5 A 40 °C 5 A 40 °C 5 A 40 °C 5 A 40 °C 5 A 40 °C 5 A 40 °C 5 A 40 °C 5 A 40 °C 5 A 40 °C 5 A 40 °C 1 A 40 °C 1 A 40 °C 1 A 40 °C 1 A 40 °C 5 A 40 °C 5 A 40 °C 5 A 40 °C 5 A 40 °C 5 A 40 °C 5 A 40 °C 5 A 40 °C 6 A at -40…55 °C 6 A at -40…55 °C 6 A at -40…55 °C 6 A at -40…55 °C 6 A at -40…55 °C 6 A at -40…55 °C 6 A at -40…55 °C 6 A at -40…55 °C 12 A at -40…40 °C 12 A at -40…40 °C 12 A at -40…40 °C 12 A at -40…40 °C 12 A at -40…40 °C 12 A at -40…40 °C 12 A at -40…40 °C 12 A at -40…40 °C 12 A at -40…40 °C 12 A at -40…40 °C 12 A at -40…40 °C 12 A at -40…40 °C 16 A at -40…40 °C 16 A at -40…40 °C 16 A at -40…40 °C 16 A at -40…40 °C 16 A at -40…40 °C 16 A at -40…40 °C 16 A at -40…40 °C 16 A at -40…40 °C 16 A at -40…40 °C 16 A at -40…40 °C 16 A at -40…40 °C 16 A at -40…40 °C 8 A at -40…40 °C 8 A at -40…40 °C 8 A at -40…40 °C 8 A at -40…40 °C 8 A at -40…40 °C 8 A at -40…40 °C 8 A at -40…40 °C 8 A at -40…40 °C 8 A at -40…40 °C 8 A at -40…40 °C 8 A at -40…40 °C 8 A at -40…40 °C 6 A at -40…55 °C 6 A at -40…55 °C 6 A at -40…55 °C 6 A at -40…55 °C 6 A at -40…55 °C 6 A at -40…55 °C 6 A at -40…55 °C 6 A at -40…55 °C 6 A at -40…55 °C 6 A at -40…55 °C 12 A at -40…40 °C 12 A at -40…40 °C 12 A at -40…40 °C 12 A at -40…40 °C 12 A at -40…40 °C 12 A at -40…40 °C 12 A at -40…40 °C 12 A at -40…40 °C 12 A at -40…40 °C 12 A at -40…40 °C 12 A at -40…40 °C 12 A at -40…40 °C 16 A at -40…40 °C 16 A at -40…40 °C 16 A at -40…40 °C 16 A at -40…40 °C 16 A at -40…40 °C 16 A at -40…40 °C 16 A at -40…40 °C 16 A at -40…40 °C 16 A at -40…40 °C 16 A at -40…40 °C 16 A at -40…40 °C 16 A at -40…40 °C 8 A at -40…40 °C 8 A at -40…40 °C 8 A at -40…40 °C 8 A at -40…40 °C 8 A at -40…40 °C 8 A at -40…40 °C 8 A at -40…40 °C 8 A at -40…40 °C 8 A at -40…40 °C 8 A at -40…40 °C 8 A at -40…40 °C 8 A at -40…40 °C
| [Uc] control circuit voltage | 12 V AC/DC 50/60 Hz 12 V AC/DC 50/60 Hz 12 V AC/DC 50/60 Hz 12 V AC/DC 50/60 Hz 110 V AC/DC 50/60 Hz 127 V AC/DC 50/60 Hz 220 V AC 50/60 Hz 24 V AC/DC 50/60 Hz 27 V AC/DC 50/60 Hz 127 V AC/DC 50/60 Hz 220 V AC 50/60 Hz 24 V AC/DC 50/60 Hz 48 V AC/DC 50/60 Hz 110 V AC/DC 50/60 Hz 127 V AC/DC 50/60 Hz 220 V AC 50/60 Hz 240 V AC 50/60 Hz 24 V AC/DC 50/60 Hz 27 V AC/DC 50/60 Hz 48 V AC/DC 50/60 Hz 60 V AC/DC 50/60 Hz 72 V AC/DC 50/60 Hz 110 V AC/DC 50/60 Hz 125 V AC/DC 50/60 Hz 220 V AC 50/60 Hz 24 V AC/DC 50/60 Hz 48 V AC/DC 50/60 Hz 110 V AC/DC 50/60 Hz 127 V AC/DC 50/60 Hz 220 V AC 50/60 Hz 24 V AC/DC 50/60 Hz 110 V AC/DC 50/60 Hz 125 V AC/DC 50/60 Hz 220 V AC 50/60 Hz 240 V AC 50/60 Hz 24 V AC/DC 50/60 Hz 27 V AC/DC 50/60 Hz 48 V AC/DC 50/60 Hz 24 V DC 48 V DC 12 V DC 60 V DC 24 V DC 48 V DC 12 V DC 60 V DC 24 V AC 24 V DC 48 V AC 48 V DC 120 V AC 110 V DC 12 V DC 230 V AC 240 V AC 220 V AC 60 V DC 6 V DC 24 V AC 24 V DC 48 V AC 48 V DC 120 V AC 110 V DC 12 V DC 230 V AC 240 V AC 220 V AC 60 V DC 6 V DC 24 V AC 24 V DC 48 V AC 48 V DC 120 V AC 110 V DC 12 V DC 60 V DC 230 V AC 6 V DC 240 V AC 220 V AC 12 V DC 24 V DC 48 V DC 60 V DC 60 V DC 12 V DC 24 V DC 48 V DC 60 V DC 60 V DC 24 V AC 24 V DC 48 V AC 48 V DC 120 V AC 110 V DC 12 V DC 230 V AC 240 V AC 220 V AC 60 V DC 6 V DC 24 V AC 24 V DC 48 V AC 48 V DC 120 V AC 110 V DC 12 V DC 230 V AC 240 V AC 220 V AC 60 V DC 6 V DC 24 V AC 24 V DC 48 V AC 48 V DC 120 V AC 110 V DC 12 V DC 60 V DC 230 V AC 6 V DC 240 V AC 220 V AC
| [Us] rated supply voltage | 24...240 V AC/DC 24...240 V AC/DC 50/60 Hz 24...240 V AC/DC 50/60 Hz 24...240 V AC/DC 50/60 Hz 24...240 V AC/DC 50/60 Hz <= 230 V <= 230 V <= 230 V <= 230 V <= 230 V <= 230 V 24 V 120 V 230 V 24 V AC/DC 24 V AC/DC 24 V AC/DC 24 V AC/DC 24 V AC/DC 24 V AC/DC 120 V AC 120 V AC 120 V AC 120 V AC 120 V AC 120 V AC 230 V AC 230 V AC 230 V AC 230 V AC 230 V AC 230 V AC 12 V AC/DC 24 V AC/DC 120 V AC 230 V AC 24 V AC/DC 120 V AC/DC 230 V AC/DC 24 V AC/DC 24 V AC/DC 24 V AC/DC 24 V AC/DC 24 V AC/DC 120 V AC 120 V AC 120 V AC 120 V AC 120 V AC 230 V AC 230 V AC 230 V AC 230 V AC 230 V AC 24 V AC/DC 24 V AC/DC 24 V AC/DC 24 V AC/DC 24 V AC/DC 120 V AC 120 V AC 120 V AC 120 V AC 120 V AC 230 V AC 230 V AC 230 V AC 230 V AC 230 V AC 24 V AC/DC 120 V AC 230 V AC 24 V 120 V 230 V 12 V 24 V 48 V 120 V 230 V 24 V AC/DC 24 V AC/DC 24 V AC/DC 24 V AC/DC 24 V AC/DC 24 V AC/DC 120 V AC 120 V AC 120 V AC 120 V AC 120 V AC 120 V AC 230 V AC 230 V AC 230 V AC 230 V AC 230 V AC 230 V AC 24 V AC/DC 24 V AC/DC 24 V AC/DC 24 V AC/DC 24 V AC/DC 24 V AC/DC 120 V AC 120 V AC 120 V AC 120 V AC 120 V AC 120 V AC 230 V AC 230 V AC 230 V AC 230 V AC 230 V AC 230 V AC 12...48 V AC/DC 120...230 V AC <= 230 V <= 230 V <= 230 V <= 230 V <= 230 V <= 230 V 24 V AC/DC 24 V AC/DC 24 V AC/DC 24 V AC/DC 24 V AC/DC 24 V AC/DC 120 V AC 120 V AC 120 V AC 120 V AC 120 V AC 120 V AC 230 V AC 230 V AC 230 V AC 230 V AC 230 V AC 230 V AC 24 V AC/DC 24 V AC/DC 230 V AC 230 V AC 24 V AC/DC 24 V AC/DC 24 V AC/DC 24 V AC/DC 24 V AC/DC 230 V AC 24 V AC/DC 230 V AC 24 V AC/DC 24 V AC/DC 24 V AC/DC 230 V AC 24 V AC/DC 24 V AC/DC 24 V AC/DC 230 V AC <= 250 V <= 250 V <= 250 V <= 250 V 24 V AC 24...48 V DC 24 V AC 24...48 V DC 24 V AC 24...48 V DC 24 V AC 24...48 V DC 24 V AC 24...48 V DC 24 V AC 24...48 V DC 48...230 V AC 48...230 V AC 48...230 V AC 48...230 V AC 48...230 V AC 48...230 V AC 24 V AC/DC 24 V AC/DC 24 V AC/DC 24 V AC/DC 24 V AC/DC 24 V AC/DC 230 V AC 230 V AC 230 V AC 230 V AC 230 V AC 230 V AC 24 V AC/DC 24 V AC/DC 120 V AC/DC 120 V AC/DC 230 V AC/DC 230 V AC/DC 24 V AC/DC 24 V AC/DC 120 V AC 230 V AC 230 V AC 24 V AC/DC 24 V AC/DC 120 V AC/DC 120 V AC/DC 230 V AC/DC 230 V AC/DC 24 V AC/DC 24 V AC/DC 120 V AC 120 V AC 230 V AC 24 V AC/DC 120 V AC/DC 230 V AC/DC 24 V AC/DC 120 V AC 230 V AC <= 240 V AC/DC <= 240 V AC/DC <= 240 V AC/DC <= 240 V AC/DC <= 240 V AC/DC 24 V AC/DC 24 V AC/DC 24 V AC/DC 24 V AC/DC 24 V AC/DC 120 V AC 120 V AC 120 V AC 120 V AC 120 V AC 230...240 V AC 230...240 V AC 230...240 V AC 230...240 V AC 230...240 V AC 24 V AC/DC 24 V AC/DC 24 V AC/DC 24 V AC/DC 24 V AC/DC 120 V AC 120 V AC 120 V AC 120 V AC 120 V AC 230...240 V AC 230...240 V AC 230...240 V AC 230...240 V AC 230...240 V AC <= 250 V <= 250 V <= 250 V <= 250 V <= 250 V <= 250 V 24 V AC 24...48 V DC 24 V AC 24...48 V DC 24 V AC 24...48 V DC 24 V AC 24...48 V DC 24 V AC 24...48 V DC 24 V AC 24...48 V DC 48...230 V AC 48...230 V AC 48...230 V AC 48...230 V AC 48...230 V AC 48...230 V AC 24 V AC/DC 24 V AC/DC 24 V AC/DC 24 V AC/DC 24 V AC/DC 24 V AC/DC 120 V AC 120 V AC 120 V AC 120 V AC 120 V AC 120 V AC 230 V AC 230 V AC 230 V AC 230 V AC 230 V AC 230 V AC 24 V AC/DC 24 V AC/DC 24 V AC/DC 24 V AC/DC 24 V AC/DC 24 V AC/DC 120 V AC 120 V AC 120 V AC 120 V AC 120 V AC 120 V AC 230 V AC 230 V AC 230 V AC 230 V AC 230 V AC 230 V AC 24 V AC/DC 24 V AC/DC 24 V AC/DC 24 V AC/DC 24 V AC/DC 24 V AC/DC 120 V AC 120 V AC 120 V AC 120 V AC 120 V AC 120 V AC 230 V AC 230 V AC 230 V AC 230 V AC 230 V AC 230 V AC 24 V AC/DC 24 V AC/DC 24 V AC/DC 24 V AC/DC 24 V AC/DC 24 V AC/DC 120 V AC 120 V AC 120 V AC 120 V AC 120 V AC 120 V AC 230 V AC 230 V AC 230 V AC 230 V AC 230 V AC 230 V AC 24 V AC/DC 24 V AC/DC 24 V AC/DC 24 V AC/DC 24 V AC/DC 24 V AC/DC 120 V AC 120 V AC 120 V AC 120 V AC 120 V AC 120 V AC 230 V AC 230 V AC 230 V AC 230 V AC 230 V AC 230 V AC 24 V AC/DC 24 V AC/DC 24 V AC/DC 24 V AC/DC 24 V AC/DC 24 V AC/DC 48 V AC/DC 120 V AC 120 V AC 120 V AC 120 V AC 120 V AC 120 V AC 230 V AC 230 V AC 230 V AC 230 V AC 230 V AC 230 V AC
| accessory / separate part category | Lighting accessories Lighting accessories Lighting accessories Lighting accessory Lighting accessory Lighting accessory Lighting accessory Lighting accessory Lighting accessory Lighting accessory Lighting accessory Lighting accessory Lighting accessory Lighting accessory Lighting accessory Lighting accessory Lighting accessory Lighting accessory Lighting accessory Lighting accessory Lighting accessory Lighting accessory Lighting accessory Lighting accessory Lighting accessory Lighting accessory Lighting accessory Lighting accessory Lighting accessory Lighting accessory Lighting accessory Lighting accessory Lighting accessory Lighting accessory Lighting accessory Lighting accessory Lighting accessory Lighting accessory Lighting accessory Lighting accessories Lighting accessories Lighting accessories Lighting accessories Lighting accessories Lighting accessories Lighting accessories Lighting accessories Lighting accessories Lighting accessories Lighting accessories Lighting accessories Lighting accessories Lighting accessories Lighting accessories Lighting accessories Lighting accessories Lighting accessories Lighting accessories Lighting accessories Lighting accessories Lighting accessories Lighting accessories Lighting accessories Lighting accessories Lighting accessories Lighting accessories Lighting accessories Lighting accessories Lighting accessories Lighting accessories Lighting accessories Lighting accessories Lighting accessories Lighting accessories Lighting accessories Lighting accessories Lighting accessories Lighting accessories Lighting accessories Lighting accessories
| accessory / separate part designation | Incandescent bulb Incandescent bulb Incandescent bulb Incandescent bulb Incandescent bulb Incandescent bulb Flash discharge tube Flash discharge tube Flash discharge tube Incandescent bulb Incandescent bulb Incandescent bulb Incandescent bulb Incandescent bulb Protected LED bulb Protected LED bulb Protected LED bulb Protected LED bulb Protected LED bulb Protected LED bulb Protected LED bulb Protected LED bulb Protected LED bulb Protected LED bulb Protected LED bulb Protected LED bulb Protected LED bulb Protected LED bulb Protected LED bulb Protected LED bulb Protected LED bulb Protected LED bulb Protected LED bulb Protected LED bulb Protected LED bulb Protected LED bulb Protected LED bulb Protected LED bulb Protected LED bulb Protected LED bulb Protected LED bulb Protected LED bulb Protected LED bulb Protected LED bulb Protected LED bulb Protected LED bulb Protected LED bulb Protected LED bulb Protected LED bulb Protected LED bulb
| accessory / separate part destination | Beacon and indicator bank Beacon and indicator bank Beacon and indicator bank Beacon and indicator bank Beacon and indicator bank Beacon and indicator bank Beacon and indicator bank Beacon and indicator bank Beacon and indicator bank Beacon and indicator bank Beacon and indicator bank Beacon and indicator bank Beacon and indicator bank Beacon and indicator bank Beacon and indicator bank Beacon and indicator bank Beacon and indicator bank Beacon and indicator bank Beacon and indicator bank Beacon and indicator bank Beacon and indicator bank Beacon and indicator bank Beacon and indicator bank Beacon and indicator bank Beacon and indicator bank Beacon and indicator bank Beacon and indicator bank Beacon and indicator bank Beacon and indicator bank Beacon and indicator bank Beacon and indicator bank Beacon and indicator bank Beacon and indicator bank Beacon and indicator bank Beacon and indicator bank Beacon and indicator bank Beacon and indicator bank Beacon and indicator bank Beacon and indicator bank Beacon and indicator bank Beacon and indicator bank Beacon and indicator bank Beacon and indicator bank Beacon and indicator bank Beacon and indicator bank Beacon and indicator bank Beacon and indicator bank Beacon and indicator bank Beacon and indicator bank Beacon and indicator bank Beacon and indicator bank Beacon and indicator bank Beacon and indicator bank Beacon and indicator bank Beacon and indicator bank Beacon and indicator bank Beacon and indicator bank Beacon and indicator bank Beacon and indicator bank Beacon and indicator bank Beacon and indicator bank Beacon and indicator bank Beacon and indicator bank Beacon and indicator bank Beacon and indicator bank Beacon and indicator bank Beacon and indicator bank Beacon and indicator bank Beacon and indicator bank Beacon and indicator bank Beacon and indicator bank Beacon and indicator bank Beacon and indicator bank Beacon and indicator bank Beacon and indicator bank Beacon and indicator bank Beacon and indicator bank Beacon and indicator bank Beacon and indicator bank Beacon and indicator bank
| accessory / separate part type | Incandescent bulb Incandescent bulb Incandescent bulb Incandescent bulb Incandescent bulb Incandescent bulb Super bright LED Super bright LED Super bright LED Super bright LED Super bright LED Super bright LED Super bright LED Super bright LED Super bright LED Super bright LED Super bright LED Super bright LED Super bright LED Super bright LED Super bright LED Super bright LED Super bright LED Super bright LED Super bright LED Super bright LED Super bright LED Super bright LED Super bright LED Super bright LED Super bright LED Super bright LED Super bright LED Super bright LED Super bright LED Super bright LED Flash discharge tube Flash discharge tube Flash discharge tube Incandescent bulb Incandescent bulb Incandescent bulb Incandescent bulb Incandescent bulb LED bulb LED bulb LED bulb LED bulb LED bulb LED bulb LED bulb LED bulb LED bulb LED bulb LED bulb LED bulb LED bulb LED bulb LED bulb LED bulb LED bulb LED bulb LED bulb LED bulb LED bulb LED bulb LED bulb LED bulb LED bulb LED bulb LED bulb LED bulb LED bulb LED bulb LED bulb LED bulb LED bulb LED bulb LED bulb LED bulb
| analogue input type | Temperature probe - 40...40 °C/- 40...104 °F Pt 100 2, 3 or 4 wires Temperature probe - 100...100 °C/- 148...212 °F Pt 100 2, 3 or 4 wires Temperature probe 0...100 °C/32..212 °F Pt 100 2, 3 or 4 wires Temperature probe 0...250 °C/32...482 °F Pt 100 2, 3 or 4 wires Temperature probe - 40...40 °C/- 40...104 °F Pt 100 2, 3 or 4 wires Temperature probe - 100...100 °C/- 148...212 °F Pt 100 2, 3 or 4 wires Temperature probe 0...100 °C/32..212 °F Pt 100 2, 3 or 4 wires Temperature probe 0...250 °C/32...482 °F Pt 100 2, 3 or 4 wires Temperature probe 0...500 °C/32...932 °F Pt 100 2, 3 or 4 wires Thermocouple 0...150 °C/32...302 °F thermocouple J conforming to IEC 60584 Thermocouple 0...300 °C/32...572 °F thermocouple J conforming to IEC 60584 Thermocouple 0...600 °C/32...1112 °F thermocouple J conforming to IEC 60584 Thermocouple 0...600 °C/32...1112 °F thermocouple K conforming to IEC 60584 Thermocouple 0...1200 °C/32...2192 °F thermocouple K conforming to IEC 60584 Current 4...20 mA Voltage 0...10 V DC Current 0...20 mA Current 4...20 mA Voltage +/- 10 V DC Voltage 0...10 V DC Voltage 0...300 V AC/DC 50/60 Hz Voltage 0...50 V AC/DC 50/60 Hz Voltage 0...500 V AC/DC 50/60 Hz Current 0...1.5 A AC/DC 50/60 Hz Current 0...15 A AC/DC 50/60 Hz Current 0...5 A AC/DC 50/60 Hz
| analogue output type | Current 0...20 mA <= 500 Ohm Current 4...20 mA <= 500 Ohm Voltage 0...10 V >= 100 kOhm Current 0...20 mA <= 500 Ohm Current 4...20 mA <= 500 Ohm Voltage 0...10 V >= 100 kOhm Current 0...20 mA <= 500 Ohm Current 4...20 mA <= 500 Ohm Voltage 0...10 V >= 100 kOhm Current 0...20 mA <= 500 Ohm Current 4...20 mA <= 500 Ohm Voltage 0...10 V >= 100 kOhm Current 4...20 mA <= 500 Ohm Voltage 0...10 V >= 100 kOhm Voltage 0...10 V >= 100 kOhm Current 4...20 mA <= 500 Ohm Voltage 0...10 V >= 100 kOhm Current 4...20 mA <= 500 Ohm Voltage 0...10 V >= 100 kOhm Current 4...20 mA <= 500 Ohm Voltage 0...10 V >= 100 kOhm Current 0...20 mA <= 500 Ohm Current 4...20 mA <= 500 Ohm Voltage 0...10 V >= 100 kOhm Current 0...20 mA <= 500 Ohm Current 4...20 mA <= 500 Ohm Voltage 0...10 V >= 100 kOhm Current 0...20 mA <= 500 Ohm Current 4...20 mA <= 500 Ohm Voltage 0...10 V >= 100 kOhm Current 0...20 mA <= 500 Ohm Current 4...20 mA <= 500 Ohm Voltage 0...10 V >= 100 kOhm Current 0...20 mA <= 500 Ohm Current 4...20 mA <= 500 Ohm Voltage 0...10 V >= 100 kOhm Current 4...20 mA <= 500 Ohm by cabling Voltage 0...10 V >= 100 kOhm by cabling Current 0...20 mA <= 500 Ohm switchable Current 4...20 mA <= 500 Ohm switchable Voltage +/- 10 V >= 100 kOhm switchable Voltage 0...10 V >= 100 kOhm switchable Current 0...20 mA <= 500 Ohm switchable Current 4...20 mA <= 500 Ohm switchable Voltage 0...10 V >= 100 kOhm switchable Current 0...20 mA <= 500 Ohm by cabling Current 4...20 mA <= 500 Ohm by cabling Voltage 0...10 V >= 100 kOhm by cabling
| beacon or indicator bank unit type | LED unit LED unit LED unit LED unit LED unit LED unit LED unit Base unit direct fixing Illuminated unit Base unit direct fixing Illuminated unit Base unit direct fixing Illuminated unit Base unit direct fixing Illuminated unit Base unit direct fixing Illuminated unit Base unit direct fixing Illuminated unit Base unit direct fixing Illuminated unit Base unit direct fixing Illuminated unit Base unit direct fixing Illuminated unit Base unit direct fixing Illuminated unit Base unit direct fixing Illuminated unit Base unit direct fixing Illuminated unit Base unit direct fixing Illuminated unit Base unit direct fixing Illuminated unit Base unit direct fixing Illuminated unit Base unit direct fixing Illuminated unit Base unit direct fixing Illuminated unit Base unit direct fixing Illuminated unit Base unit direct fixing Illuminated unit Base unit direct fixing Illuminated unit Base unit direct fixing Illuminated unit Base unit direct fixing Illuminated unit Base unit direct fixing Illuminated unit Base unit direct fixing Illuminated unit Sound unit Sound unit Sound unit Sound unit Sound unit Sound unit Sound unit Sound unit Audible unit Audible unit Base unit direct fixing Illuminated unit Base unit direct fixing Illuminated unit Base unit direct fixing Illuminated unit Base unit direct fixing Illuminated unit Base unit direct fixing Illuminated unit Base unit direct fixing Illuminated unit Base unit direct fixing Illuminated unit Base unit direct fixing Illuminated unit Base unit direct fixing Illuminated unit Base unit direct fixing Illuminated unit Base unit direct fixing Illuminated unit Base unit direct fixing Illuminated unit Base unit direct fixing Illuminated unit Base unit direct fixing Illuminated unit Base unit direct fixing Illuminated unit Base unit direct fixing Illuminated unit Base unit direct fixing Illuminated unit Base unit direct fixing Illuminated unit Base unit direct fixing Illuminated unit Base unit direct fixing Illuminated unit Base unit direct fixing Illuminated unit Base unit direct fixing Illuminated unit Base unit direct fixing Illuminated unit Base unit direct fixing Illuminated unit 1 illuminated unit 1 illuminated unit 1 illuminated unit 1 illuminated unit 2 illuminated units 2 illuminated units 2 illuminated units 1 illuminated unit + 1 audible buzzer unit 3 illuminated units 3 illuminated units 3 illuminated units 3 illuminated units 3 illuminated units 2 illuminated units + 1 audible buzzer unit 2 illuminated units + 1 audible buzzer unit 2 illuminated units + 1 audible buzzer unit 4 illuminated units 3 illuminated units + 1 audible buzzer unit 3 illuminated units + 1 audible buzzer unit 3 illuminated units + 1 audible buzzer unit Base unit Illuminated unit Base unit Illuminated unit Base unit Illuminated unit Base unit Illuminated unit Base unit Illuminated unit Base unit Illuminated unit Base unit Illuminated unit Base unit Illuminated unit Base unit Illuminated unit Base unit Illuminated unit Base unit Illuminated unit Base unit Illuminated unit Base unit Illuminated unit Base unit Illuminated unit Base unit Illuminated unit Base unit Illuminated unit Base unit Illuminated unit Base unit Illuminated unit Base unit Illuminated unit Base unit Illuminated unit Base unit Illuminated unit Base unit Illuminated unit Base unit Illuminated unit Base unit Illuminated unit Base unit Illuminated unit Base unit Illuminated unit Base unit Illuminated unit Base unit Illuminated unit 2 illuminated units 2 illuminated units 2 illuminated units 2 illuminated units 2 illuminated units 2 illuminated units 2 illuminated units 2 illuminated units 2 illuminated units 2 illuminated units 2 illuminated units 3 illuminated units 3 illuminated units 3 illuminated units 3 illuminated units 3 illuminated units 3 illuminated units 3 illuminated units 3 illuminated units 3 illuminated units 3 illuminated units 3 illuminated units 4 illuminated units 4 illuminated units 4 illuminated units 4 illuminated units 4 illuminated units 4 illuminated units 1 base unit 1 illuminated unit 1 screw fixing cover 1 short fixing base 1 base unit 1 illuminated unit 1 screw fixing cover 1 short fixing base 1 base unit 1 illuminated unit 1 screw fixing cover 1 short fixing base 1 base unit 1 illuminated unit 1 screw fixing cover 1 short fixing base 1 base unit 1 illuminated unit 1 screw fixing cover 1 short fixing base 1 base unit 1 illuminated unit 1 screw fixing cover 1 short fixing base 1 base unit 1 illuminated unit 1 screw fixing cover 1 short fixing base 1 base unit 1 illuminated unit 1 screw fixing cover 1 short fixing base 1 base unit 1 illuminated unit 1 screw fixing cover 1 short fixing base 1 base unit 1 illuminated unit 1 screw fixing cover 1 short fixing base 1 base unit 1 illuminated unit 1 screw fixing cover 1 short fixing base 1 base unit 1 illuminated unit 1 screw fixing cover 1 short fixing base 1 base unit 1 illuminated unit 1 screw fixing cover 1 short fixing base 1 base unit 1 illuminated unit 1 screw fixing cover 1 short fixing base 1 base unit 1 illuminated unit 1 screw fixing cover 1 short fixing base 1 base unit 1 illuminated unit 1 screw fixing cover 1 short fixing base 1 base unit 1 illuminated unit 1 screw fixing cover 1 short fixing base 1 base unit 1 illuminated unit 1 screw fixing cover 1 short fixing base 1 base unit 1 illuminated unit 1 screw fixing cover 1 short fixing base 1 base unit 1 illuminated unit 1 screw fixing cover 1 short fixing base 1 base unit 1 illuminated unit 1 screw fixing cover 1 short fixing base 1 base unit 1 illuminated unit 1 screw fixing cover 1 short fixing base 1 base unit 1 illuminated unit 1 screw fixing cover 1 short fixing base 1 base unit 1 illuminated unit 1 screw fixing cover 1 short fixing base 1 base unit 1 illuminated unit 1 screw fixing cover 1 short fixing base 1 base unit 1 illuminated unit 1 screw fixing cover 1 short fixing base 1 base unit 1 illuminated unit 1 screw fixing cover 1 short fixing base 1 base unit 1 illuminated unit 1 screw fixing cover 1 short fixing base 1 base unit 1 illuminated unit 1 screw fixing cover 1 short fixing base 1 base unit 1 illuminated unit 1 screw fixing cover 1 short fixing base 1 base unit 1 illuminated unit 1 screw fixing cover 1 short fixing base 1 base unit 1 illuminated unit 1 screw fixing cover 1 short fixing base 1 base unit 1 illuminated unit 1 screw fixing cover 1 short fixing base 1 base unit 1 illuminated unit 1 screw fixing cover 1 short fixing base 1 base unit 1 illuminated unit 1 screw fixing cover 1 short fixing base Base unit direct or tube fixing Illuminated unit Base unit direct or tube fixing Illuminated unit Base unit direct or tube fixing Illuminated unit Base unit direct or tube fixing Illuminated unit Base unit direct or tube fixing Illuminated unit Base unit direct or tube fixing Illuminated unit Base unit direct or tube fixing Illuminated unit Base unit direct or tube fixing Illuminated unit Base unit direct or tube fixing Illuminated unit Base unit direct or tube fixing Illuminated unit Base unit direct or tube fixing Illuminated unit Base unit direct or tube fixing Illuminated unit Base unit direct or tube fixing Illuminated unit Base unit direct or tube fixing Illuminated unit Base unit direct or tube fixing Illuminated unit Base unit direct or tube fixing Illuminated unit Base unit direct or tube fixing Illuminated unit Base unit direct or tube fixing Illuminated unit Base unit direct or tube fixing Illuminated unit Base unit direct or tube fixing Illuminated unit Base unit direct or tube fixing Illuminated unit Base unit direct or tube fixing Illuminated unit Base unit direct or tube fixing Illuminated unit Base unit direct or tube fixing Illuminated unit Base unit direct or tube fixing Illuminated unit Base unit direct or tube fixing Illuminated unit Base unit direct or tube fixing Illuminated unit Base unit direct or tube fixing Illuminated unit Base unit direct or tube fixing Illuminated unit Base unit direct or tube fixing Illuminated unit Base unit direct or tube fixing Illuminated unit Base unit direct or tube fixing Illuminated unit Base unit direct or tube fixing Illuminated unit Base unit direct or tube fixing Illuminated unit Base unit direct or tube fixing Illuminated unit Base unit direct or tube fixing Illuminated unit Base unit direct or tube fixing Illuminated unit Base unit direct or tube fixing Illuminated unit Base unit direct or tube fixing Illuminated unit Base unit direct or tube fixing Illuminated unit Base unit direct or tube fixing Illuminated unit Base unit direct or tube fixing Illuminated unit Base unit direct or tube fixing Illuminated unit Base unit direct or tube fixing Illuminated unit Base unit direct or tube fixing Illuminated unit Base unit direct or tube fixing Illuminated unit Base unit direct or tube fixing Illuminated unit Base unit direct or tube fixing Illuminated unit Base unit direct or tube fixing Illuminated unit Base unit direct or tube fixing Illuminated unit Base unit direct or tube fixing Illuminated unit Base unit direct or tube fixing Illuminated unit Base unit direct or tube fixing Illuminated unit Base unit direct or tube fixing Illuminated unit Base unit direct or tube fixing Illuminated unit Base unit direct or tube fixing Illuminated unit Base unit direct or tube fixing Illuminated unit Base unit direct or tube fixing Illuminated unit Base unit direct or tube fixing Illuminated unit Base unit direct or tube fixing Illuminated unit Base unit direct or tube fixing Illuminated unit Base unit direct or tube fixing Illuminated unit Base unit direct or tube fixing Illuminated unit Base unit direct or tube fixing Illuminated unit Base unit direct or tube fixing Illuminated unit Base unit direct or tube fixing Illuminated unit Base unit direct or tube fixing Illuminated unit Base unit direct or tube fixing Illuminated unit Base unit direct or tube fixing Illuminated unit Base unit direct or tube fixing Illuminated unit Base unit direct or tube fixing Illuminated unit Base unit direct or tube fixing Illuminated unit Base unit direct or tube fixing Illuminated unit Base unit direct or tube fixing Illuminated unit Base unit direct or tube fixing Illuminated unit Base unit direct or tube fixing Illuminated unit Base unit direct or tube fixing Illuminated unit Base unit direct or tube fixing Illuminated unit Base unit direct or tube fixing Illuminated unit Base unit direct or tube fixing Illuminated unit Base unit direct or tube fixing Illuminated unit Base unit direct or tube fixing Illuminated unit Base unit direct or tube fixing Illuminated unit Base unit direct or tube fixing Illuminated unit Base unit direct or tube fixing Illuminated unit Base unit direct or tube fixing Illuminated unit Base unit direct or tube fixing Illuminated unit Base unit direct or tube fixing Illuminated unit Base unit direct or tube fixing Illuminated unit Base unit direct or tube fixing Illuminated unit Illuminated unit Illuminated unit Illuminated unit Illuminated unit Illuminated unit Illuminated unit Illuminated unit Illuminated unit Illuminated unit Illuminated unit Illuminated unit Illuminated unit Illuminated unit Illuminated unit Illuminated unit Illuminated unit Illuminated unit Illuminated unit Illuminated unit Illuminated unit Illuminated unit Illuminated unit Illuminated unit Illuminated unit Illuminated unit Illuminated unit Illuminated unit Illuminated unit Illuminated unit Illuminated unit Illuminated unit Illuminated unit Illuminated unit Illuminated unit Illuminated unit Illuminated unit Illuminated unit
| bulb base | BA 15d BA 15d BA 15d BA 15d BA 15d BA 15d BA 15d BA 15d BA 15d BA 15d BA 15d BA 15d BA 15d BA 15d BA 15d BA 15d BA 15d BA 15d BA 15d BA 15d BA 15d BA 15d BA 15d BA 15d BA 15d BA 15d BA 15d BA 15d BA 15d BA 15d BA 15d BA 15d BA 15d BA 15d BA 15d BA 15d
| bulb type | Incandescent with BA 15d base Incandescent with BA 15d base Incandescent with BA 15d base Incandescent with BA 15d base Incandescent with BA 15d base Incandescent with BA 15d base Flash discharge tube Flash discharge tube Flash discharge tube Flash discharge tube Flash discharge tube Flash discharge tube Flash discharge tube Flash discharge tube Flash discharge tube Flash discharge tube Flash discharge tube Flash discharge tube Flash discharge tube Flash discharge tube Flash discharge tube Flash discharge tube Flash discharge tube Flash discharge tube Incandescent with BA 15d base Incandescent with BA 15d base Incandescent with BA 15d base Incandescent with BA 15d base Incandescent with BA 15d base Incandescent with BA 15d base Flash discharge tube Flash discharge tube Flash discharge tube Flash discharge tube Flash discharge tube Flash discharge tube Flash discharge tube Flash discharge tube Flash discharge tube Flash discharge tube Flash discharge tube Flash discharge tube Flash discharge tube Flash discharge tube Flash discharge tube Flash discharge tube Flash discharge tube Flash discharge tube Incandescent with BA 15d base Protected LED Incandescent with BA 15d base Protected LED Incandescent with BA 15d base Protected LED Incandescent with BA 15d base Protected LED Incandescent Incandescent with BA 15d base Protected LED Incandescent Incandescent with BA 15d base Protected LED Incandescent Incandescent with BA 15d base Protected LED Incandescent Incandescent with BA 15d base Protected LED Incandescent Incandescent with BA 15d base Protected LED Incandescent Incandescent with BA 15d base Protected LED Incandescent with BA 15d base Protected LED Incandescent with BA 15d base Protected LED Incandescent with BA 15d base Protected LED Incandescent with BA 15d base Protected LED Incandescent with BA 15d base Protected LED Incandescent with BA 15d base Protected LED Flash discharge tube Flash discharge tube Flash discharge tube Flash discharge tube Flash discharge tube Flash discharge tube Flash discharge tube Flash discharge tube Flash discharge tube Flash discharge tube Flash discharge tube Flash discharge tube Incandescent with BA 15d base Incandescent with BA 15d base Incandescent with BA 15d base Incandescent with BA 15d base Incandescent with BA 15d base LED LED LED LED LED LED LED LED LED LED LED LED LED LED LED Flash discharge tube Flash discharge tube Flash discharge tube Flash discharge tube Flash discharge tube Flash discharge tube Flash discharge tube Flash discharge tube Flash discharge tube Flash discharge tube Flash discharge tube Flash discharge tube Flash discharge tube Flash discharge tube Flash discharge tube Incandescent with BA 15d base Protected LED Incandescent with BA 15d base Protected LED Incandescent with BA 15d base Protected LED Incandescent with BA 15d base Protected LED Incandescent with BA 15d base Protected LED Incandescent with BA 15d base Protected LED Incandescent Incandescent with BA 15d base Protected LED Incandescent Incandescent with BA 15d base Protected LED Incandescent Incandescent with BA 15d base Protected LED Incandescent Incandescent with BA 15d base Protected LED Incandescent Incandescent with BA 15d base Protected LED Incandescent Incandescent with BA 15d base Protected LED Incandescent with BA 15d base Protected LED Incandescent with BA 15d base Protected LED Incandescent with BA 15d base Protected LED Incandescent with BA 15d base Protected LED Incandescent with BA 15d base Protected LED Incandescent with BA 15d base Protected LED Protected LED Protected LED Protected LED Protected LED Protected LED Protected LED Protected LED Protected LED Protected LED Protected LED Protected LED Protected LED Protected LED Protected LED Protected LED Protected LED Protected LED Protected LED Protected LED Protected LED Protected LED Protected LED Protected LED Protected LED Protected LED Protected LED Protected LED Protected LED Protected LED Protected LED Protected LED Protected LED Protected LED Protected LED Protected LED Protected LED Flash discharge tube Flash discharge tube Flash discharge tube Flash discharge tube Flash discharge tube Flash discharge tube Flash discharge tube Flash discharge tube Flash discharge tube Flash discharge tube Flash discharge tube Flash discharge tube Flash discharge tube Flash discharge tube Flash discharge tube Flash discharge tube Flash discharge tube Flash discharge tube Flash discharge tube Flash discharge tube Flash discharge tube Flash discharge tube Flash discharge tube Flash discharge tube Flash discharge tube Flash discharge tube Flash discharge tube Flash discharge tube Flash discharge tube Flash discharge tube Flash discharge tube Flash discharge tube Flash discharge tube Flash discharge tube Flash discharge tube Flash discharge tube Flash discharge tube Flash discharge tube Flash discharge tube Flash discharge tube Flash discharge tube Flash discharge tube Flash discharge tube Flash discharge tube Flash discharge tube Flash discharge tube Flash discharge tube Flash discharge tube Flash discharge tube Flash discharge tube Flash discharge tube Flash discharge tube Flash discharge tube Flash discharge tube Flash discharge tube Flash discharge tube Flash discharge tube Flash discharge tube Flash discharge tube Flash discharge tube Flash discharge tube Flash discharge tube Flash discharge tube Flash discharge tube Flash discharge tube Flash discharge tube Flash discharge tube Flash discharge tube Flash discharge tube Flash discharge tube Flash discharge tube Flash discharge tube Flash discharge tube
| coil interference suppression | With With With With With With With With With With With With With With With With With With With With With With With With With With With With With With With With With With With With With With
| colour | White White White
| component name | RE17L RE17L RE17L RE17L RE17L RE48A RE48 RE48 RE48A REXL REXL REXL REXL REXL REXL REXL REXL REXL REXL XVDLS XVDLS XVDLS XVDLS XVDLS XVDLS XVDLS XVDLS XVDLS XVDLS XVDLS XVDLS XVDLS XVDLS XVDLS XVDLS XVDLS XVDLS XVDLS XVDLS XVDLS XVDLS XVDLS XVDLS XVM XVM XVM XVM XVBC XVBC XVBC XVBC XVBC XVBC XVDLS XVDLS XVDLS XVDLS XVDLS XVDLS XVDLS XVDLS XVDLS XVDLS XVDLS XVDLS XVDLS XVDLS XVDLS XVDLS XVDLS XVDLS XVDLS XVDLS XVDLS XVDLS XVDLS XVDLS XVD XVD XVD XVD XVD XVD XVD XVD XVD XVD XVD XVD XVD XVD XVD XVD XVD XVD XVD XVD XVD XVD XVD XVD XVD XVD XVD XVD XVD XVD XVD XVD XVD XVD XVD XVD XVD XVD XVD XVD XVD XVD XVD XVD XVD XVD XVD XVD XVM XVM XVM XVM XVM XVM XVM XVM XVM XVM XVM XVM XVM XVM XVM XVM XVM XVM XVM XVM XVM XVM XVM XVM XVM XVM XVM XVM XVE XVE XVE XVE XVE XVE XVE XVE XVE XVE XVE XVE XVE XVE XVE XVE XVE XVE XVE XVE XVE XVE XVE XVE XVE XVE XVE XVE XVE XVE XVE XVE XVE XVE XVE XVBL XVBL XVBL XVBL XVBL XVBL XVBL XVBL XVBL XVBL XVBL XVBL XVBL XVBL XVBL XVBL XVBL XVBL XVBL XVBL XVBL XVBL XVBL XVBL XVBL XVBL XVBL XVBL XVBL XVBL XVBL XVBL XVBL XVBL XVBL XVBL XVBL XVBL XVBL XVBL XVBL XVBL XVBL XVBL XVBL XVBL XVBL XVBL XVBL XVBL XVBL XVBL XVBL XVBL XVBL XVBL XVBL XVBL XVBL XVBL XVBL XVBL XVBL XVBL XVBL XVBL XVBL XVBL XVBL XVBL XVBL XVBL XVBL XVBL XVBL XVBL XVBL XVBL XVBL XVBL XVBL XVBL XVBL XVBL XVBL XVBL XVBL XVBL XVBL XVBL XVBC XVBC XVBC XVBC XVBC XVBC XVBC XVBC XVBC XVBC XVBC XVBC XVBC XVBC XVBC XVBC XVBC XVBC XVBC XVBC XVBC XVBC XVBC XVBC XVBC XVBC XVBC XVBC XVBC XVBC XVBC XVBC XVBC XVBC XVBC XVBC XVBC RE7 RE7 RE7 RE7 RE7 RE7 RE7 RE7 RE8 RE8 RE8
| contact operation | Standard Standard Standard Standard Standard Standard Standard Standard Standard Low level Low level Low level Low level Standard Standard Standard Standard Standard Standard Standard Standard Standard Standard Standard Standard Standard Standard Low level Low level Low level Low level Standard Standard Standard Standard Standard Standard Standard Standard Standard Standard Standard Low level Low level Low level Low level Standard Standard Standard Standard Standard Standard Standard Standard Standard Standard Standard Standard Standard Standard Standard Standard Standard Standard Standard Standard Standard Standard Standard Standard Standard Standard Standard Standard Standard Standard Standard Standard Standard Standard Standard Standard Standard Standard Standard Standard Standard Standard Standard Standard Standard Standard Standard Standard Standard Standard Standard Standard Standard Standard Standard Standard Standard Standard Standard Standard Standard Standard Standard Standard Standard Standard Standard Standard Standard Standard Standard Standard Standard Standard Standard Standard Standard Standard Standard Standard Standard Standard
| contacts type and composition | 2 C/O timed contacts, AgNi (cadmium free) 2 C/O timed contacts, AgNi (cadmium free) 1 C/O + 1 C/O timed or instantaneous contact, AgNi (cadmium free) 2 C/O timed contacts, AgNi (cadmium free) 2 C/O 2 C/O 2 C/O 2 C/O 2 C/O 4 C/O 4 C/O 4 C/O 4 C/O 4 C/O 4 C/O 4 C/O 4 C/O 4 C/O 4 C/O 4 C/O 4 C/O 4 C/O 4 C/O 4 C/O 4 C/O 4 C/O 4 C/O 4 C/O 4 C/O 4 C/O 4 C/O 4 C/O 4 C/O 4 C/O 4 C/O 4 C/O 4 C/O 4 C/O 4 C/O 4 C/O 4 C/O 4 C/O 4 C/O 4 C/O 4 C/O 4 C/O 4 C/O 4 C/O 4 C/O 4 C/O 4 C/O 4 C/O 1 C/O 1 C/O 1 C/O 2 C/O 2 C/O 2 C/O 2 C/O 2 C/O 2 C/O 2 C/O 2 C/O 1 C/O 1 C/O 1 C/O 1 C/O 1 C/O 1 C/O 1 C/O 1 C/O 1 C/O 2 C/O 2 C/O 2 C/O 2 C/O 2 C/O 2 C/O 2 C/O 2 C/O 2 C/O 2 C/O 2 C/O 2 C/O 2 C/O 1 C/O 2 C/O 1 C/O 2 C/O 2 C/O 2 C/O 2 C/O 2 C/O 2 C/O 2 C/O 2 C/O 2 C/O 2 C/O 2 C/O 2 C/O 2 C/O 2 C/O 1 C/O 1 C/O 1 C/O 1 C/O 2 C/O 2 C/O 2 C/O 2 C/O 1 C/O 1 C/O 1 C/O 1 C/O 1 C/O 1 C/O 1 C/O 1 C/O 1 C/O 1 C/O 1 C/O 1 C/O 1 C/O 1 C/O 1 C/O 1 C/O 1 C/O 1 C/O 1 C/O 1 C/O 1 C/O 1 C/O 1 C/O 1 C/O 1 C/O 1 C/O 1 C/O 1 C/O 1 C/O 1 C/O 1 C/O 1 C/O 2 C/O 2 C/O 2 C/O 2 C/O 2 C/O 2 C/O 2 C/O 2 C/O 2 C/O 2 C/O 2 C/O 2 C/O 1 C/O 1 C/O 1 C/O 1 C/O 1 C/O 1 C/O 1 C/O 1 C/O 1 C/O 1 C/O 1 C/O 1 C/O 1 C/O 1 C/O 1 C/O 1 C/O 1 C/O 1 C/O 1 C/O 1 C/O 1 C/O 1 C/O 1 C/O 1 C/O 1 C/O 1 C/O 1 C/O 1 C/O 1 C/O 1 C/O 1 C/O 1 C/O 1 C/O 1 C/O 2 C/O 2 C/O 2 C/O 2 C/O 2 C/O 2 C/O 2 C/O 2 C/O 2 C/O 2 C/O 2 C/O 2 C/O
| control type | Selector switch Selector switch Selector switch Selector switch Selector switch Selector switch Selector switch Selector switch Selector switch Selector switch Selector switch Selector switch Selector switch Selector switch Selector switch Selector switch Selector switch Selector switch Selector switch Selector switch Selector switch Selector switch Selector switch Selector switch Selector switch Selector switch Selector switch Selector switch Selector switch Selector switch Selector switch Selector switch Selector switch Selector switch Selector switch Selector switch Selector switch Selector switch Without push-button Without push-button Without push-button Without push-button Without push-button Without push-button Without push-button Without push-button Without push-button Without push-button Without push-button Without push-button Without push-button Without push-button Without push-button Without push-button Without push-button Without push-button Without push-button Without push-button Without push-button Without push-button Without push-button Without push-button Without push-button Without push-button Without push-button Without push-button Without push-button Without push-button Without push-button Without push-button Without push-button Without push-button Without push-button Without push-button Without push-button Without push-button Without push-button Without push-button Without push-button Without push-button Without push-button Without push-button Without push-button Without push-button Without push-button Without push-button Without push-button Without push-button Without push-button Without push-button Without push-button Without push-button Without push-button Without push-button Without push-button Without push-button Without push-button
| device application | Bulldozer Automated guided vehicle (AGV) Forklift Forklift Bulldozer Automated guided vehicle (AGV) Automated guided vehicle (AGV) Forklift Bulldozer Forklift Automated guided vehicle (AGV) Bulldozer Forklift Automated guided vehicle (AGV) Bulldozer Forklift Automated guided vehicle (AGV) Bulldozer Forklift Automated guided vehicle (AGV) Bulldozer
| device short name | RE17R RE17R RE17R RE17R RE17R RE17R RE17R RE17R RE17R RE17R RE17R RE17R RE22 RE22 RE22 RE22 RE22 RE22 RE22 RE22 RE22 RE22 RE22 RE22 RE22 RE22 RE22 RE22 RE22 RE22 RE22 RE22 RE22 RE22 RE22 RE22 RE22 RE22 RE22 RE22 RE22 RE22 RE22 RE22 RENF22 XVR3 XVR3 XVR3 XVR3 XVR3 XVR3 XVR3 XVSV XVSV XVSV XVSV XVSV XVSV XVSV XVSV XVS XVS XVS XVS XVS XVS XVS XVS XVS XVS XVS XVS XVS XVS RHR RHR RHT RHT RHR RHR RHR RHR RHR RHR RHR RHR RHR RHR RHR RHR RHR RHR RHR RHR RHR RHR RHT RHT RHT RHT RHT RHT RHT RHT RHT RHT RHT RHT RHT RHT RHT RHT RSL RSL RSL RSL RSL RSL RSL RSL RSB RSB RSB RSB RSB RSB RSB RSB RSB RSB RSB RSB RSB RSB RSB RSB RSB RSB RSB RSB RSB RSB RSB RSB RSB RSB RSB RSB RSB RSB RSB RSB RSB RSB RSB RSB RSL RSL RSL RSL RSL RSL RSL RSL RSL RSL RSB RSB RSB RSB RSB RSB RSB RSB RSB RSB RSB RSB RSB RSB RSB RSB RSB RSB RSB RSB RSB RSB RSB RSB RSB RSB RSB RSB RSB RSB RSB RSB RSB RSB RSB RSB
| discrete output type | Solid state Solid state Solid state Solid state Solid state Relay Relay Relay Relay Relay Relay Relay Relay Relay Relay Relay Relay Relay Relay Relay Relay Relay Relay Relay Relay Relay Relay Relay Relay Relay Relay Relay Relay Relay Relay Relay Relay Relay Relay Relay Relay Relay Relay Relay Relay Relay Relay Relay Relay Relay Relay Relay Relay Relay Relay Relay Relay Relay Relay Relay Relay Relay Relay
| electrical connection | Plug-in sub-base 11 pin(s) Plug-in sub-base 8 pin(s) Plug-in sub-base 8 pin(s) Plug-in sub-base 11 pin(s) 2 conductors cable 1.5 mm² flexible cable with cable end conforming to IEC 60947-1 2 conductors cable 2.5 mm² flexible cable without cable end conforming to IEC 60947-1 2 conductors cable 1.5 mm² flexible cable with cable end conforming to IEC 60947-1 2 conductors cable 2.5 mm² flexible cable without cable end conforming to IEC 60947-1
| fixing mode | Plug-in (socket) Plug-in (socket) Plug-in (socket) Plug-in (socket) Plug-in (socket) Plug-in (socket) Plug-in (socket) Plug-in (socket) Plug-in (socket) Plug-in (socket)
| flash energy | 5 J 5 J 5 J 5 J 5 J 5 J 5 J 5 J 5 J 5 J 5 J 5 J 5 J 5 J 5 J 5 J 5 J 5 J 10 J 10 J 10 J 10 J 10 J 10 J 10 J 10 J 10 J 10 J 10 J 10 J 10 J 10 J 10 J 10 J 10 J 10 J 10 J
| indicator bank base type | Base without buzzer Base with integrated buzzer Base with integrated buzzer Base with integrated buzzer Base without buzzer Base without buzzer Base without buzzer Base without buzzer Base without buzzer Base without buzzer Base with integrated buzzer Base with integrated buzzer Base with integrated buzzer Base with integrated buzzer Base with integrated buzzer Base without buzzer Base without buzzer Base without buzzer Base without buzzer Base without buzzer Base without buzzer Base with integrated buzzer Base with integrated buzzer Base with integrated buzzer Base with integrated buzzer Base with integrated buzzer Base without buzzer Base without buzzer Base without buzzer Base with integrated buzzer Base with integrated buzzer Base with integrated buzzer
| kit composition | Cover Base unit Base unit Cover Base unit Cover Cover Base unit
| light block color | Green/red Orange/red Green/red (flashing) Orange (flashing) Green/orange/red Green/orange/red Green/orange/red Green/orange/red Green/orange/red (flashing) Green/red Orange/red Green/red Clear/green/orange/red Green/orange/red Green/orange/red Green/orange/red Red/orange Red/green Red/orange Red/green Red/orange Red/green Red/orange Red/green Red/orange Red/orange Red/green Red/orange/green Orange/green/red (flashing) Red/orange/green Orange/green/red (flashing) Red/orange/green Orange/green/red (flashing) Red/orange/green Orange/green/red (flashing) Red/orange/green Orange/green/red (flashing) Red/orange/green Red/orange/green/blue Red/orange/green/blue Red/orange/green/blue Red/orange/green/blue Red/orange/green/blue Red/orange/green/blue
| light source | LED, red LED, orange LED, blue LED, green LED, red LED, orange LED, blue Bulb not included, green Bulb not included, red Bulb not included, orange Bulb not included, blue Bulb not included, clear Bulb not included, yellow Integral flash discharge tube, green Integral flash discharge tube, red Integral flash discharge tube, orange Integral flash discharge tube, blue Integral flash discharge tube, clear Integral flash discharge tube, yellow Integral flash discharge tube, green Integral flash discharge tube, red Integral flash discharge tube, orange Integral flash discharge tube, blue Integral flash discharge tube, clear Integral flash discharge tube, yellow Integral flash discharge tube, green Integral flash discharge tube, red Integral flash discharge tube, orange Integral flash discharge tube, blue Integral flash discharge tube, clear Integral flash discharge tube, yellow Bulb not included, green Bulb not included, red Bulb not included, orange Bulb not included, blue Bulb not included, clear Bulb not included, yellow Integral flash discharge tube, green Integral flash discharge tube, red Integral flash discharge tube, orange Integral flash discharge tube, blue Integral flash discharge tube, clear Integral flash discharge tube, yellow Integral flash discharge tube, green Integral flash discharge tube, red Integral flash discharge tube, orange Integral flash discharge tube, blue Integral flash discharge tube, clear Integral flash discharge tube, yellow Integral flash discharge tube, green Integral flash discharge tube, red Integral flash discharge tube, orange Integral flash discharge tube, blue Integral flash discharge tube, clear Integral flash discharge tube, yellow Flash discharge tube, red Flash discharge tube, orange Flash discharge tube, red Flash discharge tube, orange Green LED with BA 15d base steady signalling Red LED with BA 15d base steady signalling Orange LED with BA 15d base steady signalling Red LED with BA 15d base steady signalling Red flash discharge tubeflashing signalling Green LED with BA 15d base steady signalling Orange flash discharge tubeflashing signalling Green incandescent bulb with BA 15d base steady signalling <10 W Orange incandescent bulb with BA 15d base steady signalling <10 W Red incandescent bulb with BA 15d base steady signalling <10 W Green incandescent bulb with BA 15d base steady signalling <10 W Orange incandescent bulb with BA 15d base steady signalling <10 W Red incandescent bulb with BA 15d base steady signalling <10 W Green LED with BA 15d base steady signalling Orange LED with BA 15d base steady signalling Red LED with BA 15d base steady signalling Green LED with BA 15d base steady signalling Orange LED with BA 15d base steady signalling Red LED with BA 15d base steady signalling Red flash discharge tubeflashing signalling Green LED with BA 15d base steady signalling Orange LED with BA 15d base steady signalling Green LED with BA 15d base steady signalling Red LED with BA 15d base steady signalling Orange LED with BA 15d base steady signalling Red LED with BA 15d base steady signalling Green LED with BA 15d base steady signalling Red LED with BA 15d base steady signalling Clear LED with BA 15d base steady signalling Green LED with BA 15d base steady signalling Orange LED with BA 15d base steady signalling Red LED with BA 15d base steady signalling Green incandescent bulb with BA 15d base steady signalling <10 W Orange incandescent bulb with BA 15d base steady signalling <10 W Red incandescent bulb with BA 15d base steady signalling <10 W Green LED with BA 15d base steady signalling Orange LED with BA 15d base steady signalling Red LED with BA 15d base steady signalling Green LED with BA 15d base steady signalling Orange LED with BA 15d base steady signalling Red LED with BA 15d base steady signalling Bulb not included, green Bulb not included, red Bulb not included, orange Bulb not included, yellow Bulb not included, green Bulb not included, red Bulb not included, orange Bulb not included, blue Bulb not included, clear Bulb not included, yellow Bulb not included, green Bulb not included, red Bulb not included, orange Bulb not included, blue Bulb not included, clear Bulb not included, yellow Integral flash discharge tube, green Integral flash discharge tube, red Integral flash discharge tube, orange Integral flash discharge tube, blue Integral flash discharge tube, clear Integral flash discharge tube, yellow Integral flash discharge tube, green Integral flash discharge tube, red Integral flash discharge tube, orange Integral flash discharge tube, blue Integral flash discharge tube, clear Integral flash discharge tube, yellow Orange incandescent bulb with BA 15d base steady signalling <5 W Red incandescent bulb with BA 15d base steady signalling <5 W Green incandescent bulb with BA 15d base steady signalling <5 W Red incandescent bulb with BA 15d base steady signalling <5 W Orange incandescent bulb with BA 15d base steady signalling <5 W Red incandescent bulb with BA 15d base steady signalling <5 W Green incandescent bulb with BA 15d base steady signalling <5 W Red incandescent bulb with BA 15d base steady signalling <5 W Orange incandescent bulb with BA 15d base steady signalling <5 W Red incandescent bulb with BA 15d base steady signalling <5 W Green incandescent bulb with BA 15d base steady signalling <5 W Red incandescent bulb with BA 15d base steady signalling <5 W Orange incandescent bulb with BA 15d base steady signalling <5 W Red incandescent bulb with BA 15d base steady signalling <5 W Green incandescent bulb with BA 15d base steady signalling <5 W Red incandescent bulb with BA 15d base steady signalling <5 W Orange incandescent bulb with BA 15d base steady signalling <5 W Red incandescent bulb with BA 15d base steady signalling <5 W Orange incandescent bulb with BA 15d base steady signalling <5 W Red incandescent bulb with BA 15d base steady signalling <5 W Green incandescent bulb with BA 15d base steady signalling <5 W Red incandescent bulb with BA 15d base steady signalling <5 W Orange incandescent bulb with BA 15d base steady signalling <5 W Green incandescent bulb with BA 15d base steady signalling <5 W Red incandescent bulb with BA 15d base steady signalling <5 W Orange incandescent bulb with BA 15d base steady signalling <5 W Red flash discharge tubeflashing signalling Green incandescent bulb with BA 15d base steady signalling <5 W Orange incandescent bulb with BA 15d base steady signalling <5 W Green incandescent bulb with BA 15d base steady signalling <5 W Red incandescent bulb with BA 15d base steady signalling <5 W Orange incandescent bulb with BA 15d base steady signalling <5 W Red flash discharge tubeflashing signalling Green incandescent bulb with BA 15d base steady signalling <5 W Orange incandescent bulb with BA 15d base steady signalling <5 W Green incandescent bulb with BA 15d base steady signalling <5 W Red incandescent bulb with BA 15d base steady signalling <5 W Orange incandescent bulb with BA 15d base steady signalling <5 W Red flash discharge tubeflashing signalling Green incandescent bulb with BA 15d base steady signalling <5 W Orange incandescent bulb with BA 15d base steady signalling <5 W Green incandescent bulb with BA 15d base steady signalling <5 W Red incandescent bulb with BA 15d base steady signalling <5 W Orange incandescent bulb with BA 15d base steady signalling <5 W Red flash discharge tubeflashing signalling Green incandescent bulb with BA 15d base steady signalling <5 W Orange incandescent bulb with BA 15d base steady signalling <5 W Green incandescent bulb with BA 15d base steady signalling <5 W Red incandescent bulb with BA 15d base steady signalling <5 W Orange incandescent bulb with BA 15d base steady signalling <5 W Red flash discharge tubeflashing signalling Green incandescent bulb with BA 15d base steady signalling <5 W Orange incandescent bulb with BA 15d base steady signalling <5 W Green incandescent bulb with BA 15d base steady signalling <5 W Red incandescent bulb with BA 15d base steady signalling <5 W Orange incandescent bulb with BA 15d base steady signalling <5 W Green incandescent bulb with BA 15d base steady signalling <5 W Red incandescent bulb with BA 15d base steady signalling <5 W Blue incandescent bulb with BA 15d base steady signalling <5 W Orange incandescent bulb with BA 15d base steady signalling <5 W Green incandescent bulb with BA 15d base steady signalling <5 W Red incandescent bulb with BA 15d base steady signalling <5 W Blue incandescent bulb with BA 15d base steady signalling <5 W Orange incandescent bulb with BA 15d base steady signalling <5 W Green incandescent bulb with BA 15d base steady signalling <5 W Red incandescent bulb with BA 15d base steady signalling <5 W Blue incandescent bulb with BA 15d base steady signalling <5 W Orange incandescent bulb with BA 15d base steady signalling <5 W Green incandescent bulb with BA 15d base steady signalling <5 W Red incandescent bulb with BA 15d base steady signalling <5 W Blue incandescent bulb with BA 15d base steady signalling <5 W Orange incandescent bulb with BA 15d base steady signalling <5 W Green incandescent bulb with BA 15d base steady signalling <5 W Red incandescent bulb with BA 15d base steady signalling <5 W Blue incandescent bulb with BA 15d base steady signalling <5 W Orange incandescent bulb with BA 15d base steady signalling <5 W Green incandescent bulb with BA 15d base steady signalling <5 W Red incandescent bulb with BA 15d base steady signalling <5 W Blue incandescent bulb with BA 15d base steady signalling <5 W Bulb not included, green Bulb not included, red Bulb not included, orange Bulb not included, blue Bulb not included, clear Integral LED, green Integral LED, red Integral LED, orange Integral LED, blue Integral LED, clear Integral LED, green Integral LED, red Integral LED, orange Integral LED, blue Integral LED, clear Integral LED, green Integral LED, red Integral LED, orange Integral LED, blue Integral LED, clear Integral flash discharge tube, green Integral flash discharge tube, red Integral flash discharge tube, orange Integral flash discharge tube, blue Integral flash discharge tube, clear Integral flash discharge tube, green Integral flash discharge tube, red Integral flash discharge tube, orange Integral flash discharge tube, blue Integral flash discharge tube, clear Integral flash discharge tube, green Integral flash discharge tube, red Integral flash discharge tube, orange Integral flash discharge tube, blue Integral flash discharge tube, clear Bulb not included, green Bulb not included, red Bulb not included, orange Bulb not included, blue Bulb not included, clear Bulb not included, yellow Bulb not included, green Bulb not included, red Bulb not included, orange Bulb not included, blue Bulb not included, clear Bulb not included, yellow Bulb not included, green Bulb not included, red Bulb not included, orange Bulb not included, blue Bulb not included, clear Bulb not included, yellow Integral LED, green Integral LED, red Integral LED, orange Integral LED, blue Integral LED, clear Integral LED, yellow Integral LED, green Integral LED, red Integral LED, orange Integral LED, blue Integral LED, clear Integral LED, yellow Integral LED, green Integral LED, red Integral LED, orange Integral LED, blue Integral LED, clear Integral LED, yellow Integral LED, green Integral LED, red Integral LED, orange Integral LED, blue Integral LED, clear Integral LED, yellow Integral LED, green Integral LED, red Integral LED, orange Integral LED, blue Integral LED, clear Integral LED, yellow Integral LED, green Integral LED, red Integral LED, orange Integral LED, blue Integral LED, clear Integral LED, yellow Integral flash discharge tube, green Integral flash discharge tube, red Integral flash discharge tube, orange Integral flash discharge tube, blue Integral flash discharge tube, clear Integral flash discharge tube, yellow Integral flash discharge tube, green Integral flash discharge tube, red Integral flash discharge tube, orange Integral flash discharge tube, blue Integral flash discharge tube, clear Integral flash discharge tube, yellow Integral flash discharge tube, green Integral flash discharge tube, red Integral flash discharge tube, orange Integral flash discharge tube, blue Integral flash discharge tube, clear Integral flash discharge tube, yellow Integral flash discharge tube, green Integral flash discharge tube, red Integral flash discharge tube, orange Integral flash discharge tube, blue Integral flash discharge tube, clear Integral flash discharge tube, yellow Integral flash discharge tube, green Integral flash discharge tube, red Integral flash discharge tube, orange Integral flash discharge tube, blue Integral flash discharge tube, clear Integral flash discharge tube, yellow Integral flash discharge tube, green Integral flash discharge tube, red Integral flash discharge tube, orange Integral flash discharge tube, blue Integral flash discharge tube, clear Integral flash discharge tube, yellow Integral flash discharge tube, green Integral flash discharge tube, red Integral flash discharge tube, orange Integral flash discharge tube, blue Integral flash discharge tube, clear Integral flash discharge tube, yellow Integral flash discharge tube, green Integral flash discharge tube, red Integral flash discharge tube, orange Integral flash discharge tube, blue Integral flash discharge tube, clear Integral flash discharge tube, yellow Integral flash discharge tube, green Integral flash discharge tube, red Integral flash discharge tube, orange Integral flash discharge tube, blue Integral flash discharge tube, clear Integral flash discharge tube, yellow Integral flash discharge tube, green Integral flash discharge tube, red Integral flash discharge tube, orange Integral flash discharge tube, blue Integral flash discharge tube, clear Integral flash discharge tube, yellow Integral flash discharge tube, orange Integral flash discharge tube, green Integral flash discharge tube, red Integral flash discharge tube, orange Integral flash discharge tube, blue Integral flash discharge tube, clear Integral flash discharge tube, yellow Integral flash discharge tube, green Integral flash discharge tube, red Integral flash discharge tube, orange Integral flash discharge tube, blue Integral flash discharge tube, clear Integral flash discharge tube, yellow
| luminance | 650 cd/m² 650 cd/m² 650 cd/m² 900 cd/m² 900 cd/m² 900 cd/m² 900 cd/m² 900 cd/m² 900 cd/m² 900 cd/m² 900 cd/m² 900 cd/m² 900 cd/m² 900 cd/m² 900 cd/m² 900 cd/m² 900 cd/m² 900 cd/m² 900 cd/m² 900 cd/m² 900 cd/m² 900 cd/m² 900 cd/m² 900 cd/m² 900 cd/m² 900 cd/m² 900 cd/m² 900 cd/m² 900 cd/m² 900 cd/m² 900 cd/m² 900 cd/m² 900 cd/m²
| material | Glass reinforced polyamide: base unit Polycarbonate: illuminated unit Glass reinforced polyamide: base unit Polycarbonate: illuminated unit Glass reinforced polyamide: base unit Polycarbonate: illuminated unit Glass reinforced polyamide: base unit Polycarbonate: illuminated unit Glass reinforced polyamide: base unit Polycarbonate: illuminated unit Glass reinforced polyamide: base unit Polycarbonate: illuminated unit Glass reinforced polyamide: base unit Polycarbonate: illuminated unit Glass reinforced polyamide: base unit Polycarbonate: illuminated unit Glass reinforced polyamide: base unit Polycarbonate: illuminated unit Glass reinforced polyamide: base unit Polycarbonate: illuminated unit Glass reinforced polyamide: base unit Polycarbonate: illuminated unit Glass reinforced polyamide: base unit Polycarbonate: illuminated unit Glass reinforced polyamide: base unit Polycarbonate: illuminated unit Glass reinforced polyamide: base unit Polycarbonate: illuminated unit Glass reinforced polyamide: base unit Polycarbonate: illuminated unit Glass reinforced polyamide: base unit Polycarbonate: illuminated unit Glass reinforced polyamide: base unit Polycarbonate: illuminated unit Glass reinforced polyamide: base unit Polycarbonate: illuminated unit Glass reinforced polyamide: base unit Polycarbonate: illuminated unit Glass reinforced polyamide: base unit Polycarbonate: illuminated unit Glass reinforced polyamide: base unit Polycarbonate: illuminated unit Glass reinforced polyamide: base unit Polycarbonate: illuminated unit Glass reinforced polyamide: base unit Polycarbonate: illuminated unit Glass reinforced polyamide: base unit Polycarbonate: illuminated unit Glass reinforced polyamide: base unit Glass reinforced polyamide: base unit Polycarbonate: cover unit Glass reinforced polyamide: base unit Polycarbonate: illuminated unit Glass reinforced polyamide: base unit Polycarbonate: illuminated unit Glass reinforced polyamide: base unit Polycarbonate: illuminated unit Glass reinforced polyamide: base unit Polycarbonate: illuminated unit Glass reinforced polyamide: base unit Polycarbonate: illuminated unit Glass reinforced polyamide: base unit Polycarbonate: illuminated unit Glass reinforced polyamide: base unit Polycarbonate: illuminated unit Glass reinforced polyamide: base unit Polycarbonate: illuminated unit Glass reinforced polyamide: base unit Polycarbonate: illuminated unit Glass reinforced polyamide: base unit Polycarbonate: illuminated unit Glass reinforced polyamide: base unit Polycarbonate: illuminated unit Glass reinforced polyamide: base unit Polycarbonate: illuminated unit Glass reinforced polyamide: base unit Polycarbonate: illuminated unit Glass reinforced polyamide: base unit Polycarbonate: illuminated unit Glass reinforced polyamide: base unit Polycarbonate: illuminated unit Glass reinforced polyamide: base unit Polycarbonate: illuminated unit Glass reinforced polyamide: base unit Polycarbonate: illuminated unit Glass reinforced polyamide: base unit Polycarbonate: illuminated unit Glass reinforced polyamide: base unit Polycarbonate: illuminated unit Glass reinforced polyamide: base unit Polycarbonate: illuminated unit Glass reinforced polyamide: base unit Polycarbonate: illuminated unit Glass reinforced polyamide: base unit Polycarbonate: illuminated unit Glass reinforced polyamide: base unit Polycarbonate: illuminated unit Glass reinforced polyamide: base unit Polycarbonate: illuminated unit Glass reinforced polyamide: base unit Polycarbonate: illuminated unit Glass reinforced polyamide: base unit Polycarbonate: illuminated unit Glass reinforced polyamide: base unit Polycarbonate: illuminated unit Glass reinforced polyamide: base unit Polycarbonate: illuminated unit Glass reinforced polyamide: base unit Polycarbonate: illuminated unit Glass reinforced polyamide: base unit Polycarbonate: illuminated unit Glass reinforced polyamide: base unit Polycarbonate: illuminated unit Glass reinforced polyamide: base unit Polycarbonate: illuminated unit Glass reinforced polyamide: base unit Polycarbonate: illuminated unit Glass reinforced polyamide: base unit Polycarbonate: illuminated unit Glass reinforced polyamide: base unit Polycarbonate: illuminated unit Glass reinforced polyamide: base unit Polycarbonate: illuminated unit Glass reinforced polyamide: base unit Polycarbonate: illuminated unit Glass reinforced polyamide: base unit Polycarbonate: illuminated unit Glass reinforced polyamide: base unit Polycarbonate: illuminated unit Glass reinforced polyamide: base unit Polycarbonate: illuminated unit Glass reinforced polyamide: base unit Polycarbonate: illuminated unit Glass reinforced polyamide: base unit Polycarbonate: illuminated unit Glass reinforced polyamide: base unit Polycarbonate: illuminated unit Glass reinforced polyamide: base unit Polycarbonate: illuminated unit Glass reinforced polyamide: base unit Polycarbonate: illuminated unit Glass reinforced polyamide: base unit Polycarbonate: illuminated unit Glass reinforced polyamide: base unit Polycarbonate: illuminated unit Glass reinforced polyamide: base unit Polycarbonate: illuminated unit Glass reinforced polyamide: base unit Polycarbonate: illuminated unit Glass reinforced polyamide: base unit Polycarbonate: illuminated unit Glass reinforced polyamide: base unit Polycarbonate: illuminated unit Glass reinforced polyamide: base unit Polycarbonate: illuminated unit Glass reinforced polyamide: base unit Polycarbonate: illuminated unit Glass reinforced polyamide: base unit Polycarbonate: illuminated unit Glass reinforced polyamide: base unit Polycarbonate: illuminated unit Glass reinforced polyamide: base unit Polycarbonate: illuminated unit Glass reinforced polyamide: base unit Polycarbonate: illuminated unit Glass reinforced polyamide: base unit Polycarbonate: illuminated unit Glass reinforced polyamide: base unit Polycarbonate: illuminated unit Glass reinforced polyamide: base unit Polycarbonate: illuminated unit Glass reinforced polyamide: base unit Polycarbonate: illuminated unit Glass reinforced polyamide: base unit Polycarbonate: illuminated unit Glass reinforced polyamide: base unit Polycarbonate: illuminated unit Glass reinforced polyamide: base unit Polycarbonate: illuminated unit Glass reinforced polyamide: base unit Polycarbonate: illuminated unit Glass reinforced polyamide: base unit Polycarbonate: illuminated unit Glass reinforced polyamide: base unit Polycarbonate: illuminated unit Glass reinforced polyamide: base unit Polycarbonate: illuminated unit Glass reinforced polyamide: base unit Polycarbonate: illuminated unit Glass reinforced polyamide: base unit Polycarbonate: illuminated unit Glass reinforced polyamide: base unit Polycarbonate: illuminated unit Glass reinforced polyamide: base unit Polycarbonate: illuminated unit Glass reinforced polyamide: base unit Polycarbonate: illuminated unit Glass reinforced polyamide: base unit Polycarbonate: illuminated unit Glass reinforced polyamide: base unit Polycarbonate: illuminated unit Glass reinforced polyamide: base unit Polycarbonate: illuminated unit Glass reinforced polyamide: base unit Polycarbonate: illuminated unit Glass reinforced polyamide: base unit Polycarbonate: illuminated unit Glass reinforced polyamide: base unit Polycarbonate: illuminated unit Glass reinforced polyamide: base unit Polycarbonate: illuminated unit Glass reinforced polyamide: base unit Polycarbonate: illuminated unit Glass reinforced polyamide: base unit Polycarbonate: illuminated unit Glass reinforced polyamide: base unit Polycarbonate: illuminated unit Glass reinforced polyamide: base unit Polycarbonate: illuminated unit Glass reinforced polyamide: base unit Polycarbonate: illuminated unit Glass reinforced polyamide: base unit Polycarbonate: illuminated unit Glass reinforced polyamide: base unit Polycarbonate: illuminated unit Glass reinforced polyamide: base unit Polycarbonate: illuminated unit Glass reinforced polyamide: base unit Polycarbonate: illuminated unit Glass reinforced polyamide: base unit Polycarbonate: illuminated unit Glass reinforced polyamide: base unit Polycarbonate: illuminated unit Glass reinforced polyamide: base unit Polycarbonate: illuminated unit Glass reinforced polyamide: base unit Polycarbonate: illuminated unit Glass reinforced polyamide: base unit Polycarbonate: illuminated unit Glass reinforced polyamide: base unit Polycarbonate: illuminated unit Glass reinforced polyamide: base unit Polycarbonate: illuminated unit Glass reinforced polyamide: base unit Polycarbonate: illuminated unit Glass reinforced polyamide: base unit Polycarbonate: illuminated unit Glass reinforced polyamide: base unit Polycarbonate: illuminated unit Glass reinforced polyamide: base unit Polycarbonate: illuminated unit Glass reinforced polyamide: base unit Polycarbonate: illuminated unit Glass reinforced polyamide: base unit Polycarbonate: illuminated unit Glass reinforced polyamide: base unit Polycarbonate: illuminated unit Glass reinforced polyamide: base unit Polycarbonate: illuminated unit Glass reinforced polyamide: base unit Polycarbonate: illuminated unit Glass reinforced polyamide: base unit Polycarbonate: illuminated unit Glass reinforced polyamide: base unit Polycarbonate: illuminated unit Glass reinforced polyamide: base unit Polycarbonate: illuminated unit Glass reinforced polyamide: base unit Polycarbonate: illuminated unit Glass reinforced polyamide: base unit Polycarbonate: illuminated unit Glass reinforced polyamide: base unit Polycarbonate: illuminated unit Glass reinforced polyamide: base unit Polycarbonate: illuminated unit Glass reinforced polyamide: base unit Polycarbonate: illuminated unit Glass reinforced polyamide: base unit Polycarbonate: illuminated unit Glass reinforced polyamide: base unit Polycarbonate: illuminated unit Glass reinforced polyamide: base unit Polycarbonate: illuminated unit Glass reinforced polyamide: base unit Polycarbonate: illuminated unit Glass reinforced polyamide: base unit Polycarbonate: illuminated unit Glass reinforced polyamide: base unit Polycarbonate: illuminated unit Glass reinforced polyamide: base unit Polycarbonate: illuminated unit Glass reinforced polyamide: base unit Polycarbonate: illuminated unit Glass reinforced polyamide: base unit Polycarbonate: illuminated unit Glass reinforced polyamide: base unit Polycarbonate: illuminated unit Glass reinforced polyamide: base unit Polycarbonate: illuminated unit Glass reinforced polyamide: base unit Polycarbonate: illuminated unit Glass reinforced polyamide: base unit Polycarbonate: illuminated unit Glass reinforced polyamide: base unit Polycarbonate: illuminated unit Glass reinforced polyamide: base unit Polycarbonate: illuminated unit Glass reinforced polyamide: base unit Polycarbonate: illuminated unit Glass reinforced polyamide: base unit Polycarbonate: illuminated unit Glass reinforced polyamide: base unit Polycarbonate: illuminated unit Glass reinforced polyamide: base unit Polycarbonate: illuminated unit Glass reinforced polyamide: base unit Polycarbonate: illuminated unit Glass reinforced polyamide: base unit Polycarbonate: illuminated unit Glass reinforced polyamide: base unit Polycarbonate: illuminated unit Glass reinforced polyamide: base unit Polycarbonate: illuminated unit Glass reinforced polyamide: base unit Polycarbonate: illuminated unit Glass reinforced polyamide: base unit Polycarbonate: illuminated unit Glass reinforced polyamide: base unit Polycarbonate: illuminated unit Glass reinforced polyamide: base unit Polycarbonate: illuminated unit Glass reinforced polyamide: base unit Polycarbonate: illuminated unit Glass reinforced polyamide: base unit Polycarbonate: illuminated unit Polycarbonate Polycarbonate Polycarbonate Polycarbonate Polycarbonate Polycarbonate Polycarbonate Polycarbonate Polycarbonate Polycarbonate Polycarbonate Polycarbonate Polycarbonate Polycarbonate Polycarbonate Polycarbonate Polycarbonate Polycarbonate Polycarbonate Polycarbonate Polycarbonate Polycarbonate Polycarbonate Polycarbonate Polycarbonate Polycarbonate Polycarbonate Polycarbonate Polycarbonate Polycarbonate Polycarbonate Polycarbonate Polycarbonate Polycarbonate Polycarbonate Polycarbonate Polycarbonate
| maximum power consumption in VA | 3 VA 3.5 VA AC 3.5 VA AC 3.5 VA AC 5 VA AC 6 VA AC 3.5 VA AC 3.5 VA AC 5 VA AC 2 VA AC 3.3 VA AC 3.5 VA AC 3.3 VA AC 3.4 VA AC 3.3 VA AC 3 VA AC 3.3 VA AC 3.4 VA AC 3.3 VA AC 3 VA AC
| maximum power dissipation in W | 5 W 5 W 5 W 5 W 5 W 5 W 5 W 5 W 5 W 5 W 5 W 5 W 10 W 10 W 10 W 10 W 10 W 10 W 10 W 10 W 10 W 10 W 10 W 10 W 10 W 10 W 10 W 10 W 7 W 7 W 7 W 7 W 7 W 7 W 7 W 7 W 7 W 7 W 7 W 7 W 7 W 7 W 7 W 7 W 7 W 7 W
| maximum switching current | 5 A AC/DC 5 A AC/DC 5 A AC/DC 5 A AC/DC 5 A AC/DC 5 A AC/DC 5 A AC/DC 5 A AC/DC 5 A AC 5 A AC/DC 5 A AC/DC 5 A AC/DC 5 A AC/DC 5 A AC/DC 5 A AC/DC 5 A AC/DC 5 A AC/DC 8 A AC at 250 V 8 A AC at 250 V
| measurement range | 2...20 A current 208...480 V voltage AC 208...480 V voltage AC 208...480 V voltage AC 208...480 V voltage AC 208...480 V voltage AC 208...480 V voltage AC 9...15 V voltage DC 65...260 V voltage AC 50/60 Hz 65...260 V voltage DC 165 V voltage AC 20...80 V voltage AC 50/60 Hz 20...80 V voltage DC 183...528 V voltage AC 65...260 V voltage AC/DC 20...80 V voltage AC 50/60 Hz 20...80 V voltage DC 1...10 A AC 40...70 Hz frequency 10...100 mA E2-M terminals 2...20 mA E1-M terminals 2...500 mA current 50...500 mA E3-M terminals 0.15...1.5 A E1-M terminals 0.5...5 A E2-M terminals 1.5...15 A E3-M terminals 150 mA...15 A current 250 Ohm...1 MOhm 0.05...0.5 s 0.5...5 min 1...10 min 1...10 s 0.5...5 s 0.1...1 s 0.1...1 min 208...480 V voltage AC 208...480 V voltage AC 0...20 Ohm short-circuit detection 208...480 V voltage AC 0...20 Ohm short-circuit detection 0.05...5 V voltage 1...100 V voltage 15...600 V voltage 194...528 V voltage AC 50/60 Hz 114...329 V voltage AC 50/60 Hz 4...40 mA E1-M terminals 20...200 mA E2-M terminals 100...1000 mA E3-M terminals 4 mA...1 A current AC/DC 50/60 Hz 4...40 mA E1-M terminals 20...200 mA E2-M terminals 100...1000 mA E3-M terminals 4 mA...1 A current AC/DC 50/60 Hz 250 Ohm...1 MOhm 250 Ohm...1 MOhm 5...100 kOhm 5...100 kOhm 200...240 V voltage AC 380...480 V voltage AC 183...528 V voltage AC 200...240 V voltage AC 380...480 V voltage AC 200...240 V voltage AC 380...480 V voltage AC 50 mV...5 V voltage AC/DC 50/60 Hz 1...100 V voltage AC/DC 50/60 Hz 15...500 V voltage AC/DC 50/60 Hz 50 mV...5 V voltage AC/DC 50/60 Hz 1...100 V voltage AC/DC 50/60 Hz 15...500 V voltage AC/DC 50/60 Hz 80...300 V voltage AC/DC 50/60 Hz 0.15...1.5 A E1-M terminals 0.5...5 A E2-M terminals 1.5...15 A E3-M terminals 150 mA...15 A current AC/DC 50/60 Hz 0.15...1.5 A E1-M terminals 0.5...5 A E2-M terminals 1.5...15 A E3-M terminals 150 mA...15 A current AC/DC 50/60 Hz 0.3...30 mA current AC 50/60 Hz 0.3...30 mA current DC 10...100 mA current AC 50/60 Hz 10...100 mA current DC 100...1000 mA current AC 50/60 Hz 100...1000 mA current DC 0.3...30 mA current AC 50/60 Hz 0.3...30 mA current DC 10...100 mA current AC 50/60 Hz 10...100 mA current DC 100...1000 mA current AC 50/60 Hz 100...1000 mA current DC 0.3...30 mA current AC 50/60 Hz 0.3...30 mA current DC 10...100 mA current AC 50/60 Hz 10...100 mA current DC 100...1000 mA current AC 50/60 Hz 100...1000 mA current DC 0.3...30 mA current AC 50/60 Hz 0.3...30 mA current DC 10...100 mA current AC 50/60 Hz 10...100 mA current DC 100...1000 mA current AC 50/60 Hz 100...1000 mA current DC 0.3...30 mA current DC 10...100 mA current DC 100...1000 mA current DC 0.3...30 mA current AC 10...100 mA current AC 100...1000 mA current AC 0.3...30 mA current DC 10...100 mA current DC 100...1000 mA current DC 0.3...30 mA current AC 10...100 mA current AC 100...1000 mA current AC 0.3...30 mA current DC 10...100 mA current DC 100...1000 mA current DC 0.3...30 mA current AC 10...100 mA current AC 100...1000 mA current AC 1...5 A current AC 1...5 A current DC 3...15 A current AC 3...15 A current DC 300...1500 mA current AC 300...1500 mA current DC 1...5 A current AC 1...5 A current DC 3...15 A current AC 3...15 A current DC 300...1500 mA current AC 300...1500 mA current DC 1...5 A current AC 1...5 A current DC 3...15 A current AC 3...15 A current DC 300...1500 mA current AC 300...1500 mA current DC 1...5 A current AC 1...5 A current DC 3...15 A current AC 3...15 A current DC 300...1500 mA current AC 300...1500 mA current DC 0.05...0.5 V voltage AC 50/60 Hz 0.3...3 V voltage AC 50/60 Hz 0.5...5 V voltage AC 50/60 Hz <= 80 ms cycle 0.05...0.5 V voltage DC 0.3...3 V voltage DC 0.5...5 V voltage DC 0.05...0.5 V voltage AC 50/60 Hz 0.3...3 V voltage AC 50/60 Hz 0.5...5 V voltage AC 50/60 Hz <= 80 ms cycle 0.05...0.5 V voltage DC 0.3...3 V voltage DC 0.5...5 V voltage DC 0.05...0.5 V voltage AC 50/60 Hz 0.3...3 V voltage AC 50/60 Hz 0.5...5 V voltage AC 50/60 Hz <= 80 ms cycle 0.05...0.5 V voltage DC 0.3...3 V voltage DC 0.5...5 V voltage DC 1...10 V voltage AC 50/60 Hz 10...100 V voltage AC 50/60 Hz 5...50 V voltage AC 50/60 Hz <= 80 ms cycle 1...10 V voltage DC 10...100 V voltage DC 5...50 V voltage DC 1...10 V voltage AC 50/60 Hz 10...100 V voltage AC 50/60 Hz 5...50 V voltage AC 50/60 Hz <= 80 ms cycle 1...10 V voltage DC 10...100 V voltage DC 5...50 V voltage DC 1...10 V voltage AC 50/60 Hz 10...100 V voltage AC 50/60 Hz 5...50 V voltage AC 50/60 Hz <= 80 ms cycle 1...10 V voltage DC 10...100 V voltage DC 5...50 V voltage DC 30...300 V voltage AC 50/60 Hz 50...500 V voltage AC 50/60 Hz <= 80 ms cycle 30...300 V voltage DC 50...500 V voltage DC 30...300 V voltage AC 50/60 Hz 50...500 V voltage AC 50/60 Hz <= 80 ms cycle 30...300 V voltage DC 50...500 V voltage DC 30...300 V voltage AC 50/60 Hz 50...500 V voltage AC 50/60 Hz <= 80 ms cycle 30...300 V voltage DC 50...500 V voltage DC 0.05...0.5 V voltage AC 50/60 Hz 0.3...3 V voltage AC 50/60 Hz 0.5...5 V voltage AC 50/60 Hz 0.05...0.5 V voltage DC 0.3...3 V voltage DC 0.5...5 V voltage DC 0.05...0.5 V voltage AC 50/60 Hz 0.3...3 V voltage AC 50/60 Hz 0.5...5 V voltage AC 50/60 Hz 0.05...0.5 V voltage DC 0.3...3 V voltage DC 0.5...5 V voltage DC 0.05...0.5 V voltage AC 50/60 Hz 0.3...3 V voltage AC 50/60 Hz 0.5...5 V voltage AC 50/60 Hz 0.05...0.5 V voltage DC 0.3...3 V voltage DC 0.5...5 V voltage DC 0.05...0.5 V voltage AC 50/60 Hz 0.3...3 V voltage AC 50/60 Hz 0.5...5 V voltage AC 50/60 Hz 0.05...0.5 V voltage DC 0.3...3 V voltage DC 0.5...5 V voltage DC 1...10 V voltage AC 50/60 Hz 10...100 V voltage AC 50/60 Hz 5...50 V voltage AC 50/60 Hz 1...10 V voltage DC 10...100 V voltage DC 5...50 V voltage DC 1...10 V voltage AC 50/60 Hz 10...100 V voltage AC 50/60 Hz 5...50 V voltage AC 50/60 Hz 1...10 V voltage DC 10...100 V voltage DC 5...50 V voltage DC 1...10 V voltage AC 50/60 Hz 10...100 V voltage AC 50/60 Hz 5...50 V voltage AC 50/60 Hz 1...10 V voltage DC 10...100 V voltage DC 5...50 V voltage DC 1...10 V voltage AC 50/60 Hz 10...100 V voltage AC 50/60 Hz 5...50 V voltage AC 50/60 Hz 1...10 V voltage DC 10...100 V voltage DC 5...50 V voltage DC 30...300 V voltage AC 50/60 Hz 50...500 V voltage AC 50/60 Hz 30...300 V voltage DC 50...500 V voltage DC 30...300 V voltage AC 50/60 Hz 50...500 V voltage AC 50/60 Hz 30...300 V voltage DC 50...500 V voltage DC 30...300 V voltage AC 50/60 Hz 50...500 V voltage AC 50/60 Hz 30...300 V voltage DC 50...500 V voltage DC 30...300 V voltage AC 50/60 Hz 50...500 V voltage AC 50/60 Hz 30...300 V voltage DC 50...500 V voltage DC 290...484 V 290...484 V 160...300 V 160...300 V 198...484 V 160...300 V 160...300 V 290...484 V 290...484 V 160...300 V 290...484 V
| minimum switching current | 10 mA at 5 V DC 10 mA at 5 V DC 10 mA at 5 V DC 10 mA at 5 V DC 10 mA at 5 V DC 10 mA at 5 V DC 10 mA at 5 V DC 10 mA at 5 V DC 10 mA at 5 V DC 10 mA at 5 V DC 10 mA at 5 V DC 10 mA at 5 V DC 10 mA at 5 V DC 10 mA at 5 V DC 10 mA at 5 V DC 10 mA at 5 V DC 10 mA at 5 V DC 10 mA at 5 V DC 10 mA at 5 V DC 10 mA at 5 V DC 10 mA at 5 V DC 10 mA at 5 V DC 10 mA at 5 V DC 10 mA at 12 V 10 mA at 12 V
| mounting diameter | 100 mm 100 mm 100 mm 100 mm 100 mm 100 mm 100 mm 45 mm 45 mm 45 mm 45 mm 45 mm 45 mm 45 mm 45 mm 45 mm 45 mm 45 mm 45 mm 45 mm 45 mm 45 mm 45 mm 45 mm 45 mm 45 mm 45 mm 45 mm 45 mm 45 mm 45 mm 70 mm 70 mm 45 mm 45 mm 45 mm 45 mm 45 mm 45 mm 45 mm 45 mm 45 mm 45 mm 45 mm 45 mm 45 mm 45 mm 45 mm 45 mm 45 mm 45 mm 45 mm 45 mm 45 mm 45 mm 45 mm 45 mm 70 mm 70 mm 70 mm 70 mm 70 mm 70 mm 70 mm 70 mm 70 mm 70 mm 70 mm 70 mm 70 mm 70 mm 70 mm 70 mm 70 mm 70 mm 70 mm 70 mm 70 mm 70 mm 70 mm 70 mm 70 mm 70 mm 70 mm 70 mm 70 mm 70 mm 70 mm 70 mm 70 mm 70 mm 70 mm 70 mm 70 mm 70 mm 70 mm 70 mm 70 mm 70 mm 70 mm 70 mm 70 mm 70 mm 70 mm 70 mm 70 mm 70 mm 70 mm 70 mm 70 mm 70 mm 70 mm 70 mm 70 mm 70 mm 70 mm 70 mm 70 mm 70 mm 70 mm 70 mm 70 mm 70 mm 70 mm 70 mm 70 mm 70 mm 70 mm 70 mm 70 mm 70 mm 70 mm 70 mm 70 mm 70 mm 70 mm 70 mm 70 mm 70 mm 70 mm 70 mm 70 mm 70 mm 70 mm 70 mm 70 mm 70 mm 70 mm 70 mm 70 mm 70 mm 70 mm 70 mm 70 mm 70 mm 70 mm 70 mm 70 mm 70 mm 70 mm 70 mm 70 mm 70 mm 70 mm 70 mm 70 mm 70 mm 70 mm 70 mm 70 mm 70 mm 70 mm 70 mm 70 mm 70 mm 70 mm 70 mm 70 mm 70 mm 70 mm 70 mm 70 mm 70 mm 70 mm 70 mm 70 mm 70 mm 70 mm 70 mm 70 mm 70 mm 70 mm 70 mm 70 mm 70 mm 70 mm 70 mm 70 mm 70 mm 70 mm 70 mm 70 mm 70 mm 70 mm 70 mm 70 mm 70 mm 70 mm 70 mm 70 mm 70 mm 70 mm
| mounting mode | Vertical Vertical Vertical Vertical Vertical Vertical Vertical Vertical Vertical Vertical Vertical Vertical Vertical Vertical Vertical Vertical Vertical Vertical Vertical Vertical Vertical Vertical Vertical Vertical Vertical Vertical Vertical Vertical
| network number of phases | 3 phases 3 phases 3 phases 3 phases 3 phases 3 phases 3 phases 1 phase 1 phase 1 phase 1 phase 1 phase 1 phase 1 phase 3 phases
| noise level | 106 dB (continuous or intermittent tone) at 1 m 106 dB (continuous or intermittent tone) at 1 m 106 dB (continuous or intermittent tone) at 1 m 70…90 dB at 1 m 70…90 dB at 1 m
| nominal output current | 0.7 A 0.7 A 0.7 A 0.7 A 0.7 A 8 A 8 A 8 A 8 A 8 A 8 A 8 A 8 A 8 A 8 A 8 A 8 A 8 A 8 A 8 A 8 A 8 A 8 A 8 A 8 A 8 A 8 A 8 A 8 A 8 A 8 A 5 A 8 A 5 A 8 A 8 A 8 A 8 A 8 A 8 A 8 A 8 A 5 A 8 A 8 A 8 A 8 A 8 A 8 A
| poles description | 1P 1P 3P 3P 3P 3P 3P 3P 3P 3P 3P 3P 3P 3P
| power consumption | 5 VA AC 5 VA AC 3.1 VA AC 2.7 VA AC 2.6 VA AC 2.7 VA AC 3.4 VA AC 1.9 VA AC 2.6 VA AC 2.4 VA AC 2.9 VA AC
| power consumption in VA | 0…3 VA AC 0…3 VA AC 0…3.9 VA AC 0…22 VA at 400 V AC 50 Hz 0…3 VA AC 0…3.9 VA AC 0…3.5 VA AC 0…3.5 VA AC 0…3.5 VA AC 0…22 VA at 400 V AC 50 Hz 0…3.9 VA AC 2 VA AC 1.9…3.3 VA AC 2.7…3.5 VA AC 2 VA AC 1.9…3.3 VA AC 2.7…3.5 VA AC 2 VA AC 1.9…3.3 VA AC 2.7…3.5 VA AC 1.9…3.3 VA AC 2.7…3.4 VA AC 1.5…3.3 VA AC 2.7…3.4 VA AC 1.9…3.3 VA AC 2.7…3.4 VA AC 1.5…3.3 VA AC 2.7…3 VA AC 1.9…3.3 VA AC 2.7…3.4 VA AC 1.5…3.3 VA AC 2.7…3 VA AC
| power dissipation in W | 4 W 5 W 5 W 7 W 6.5 W 6 W 7 W 7 W
| product compatibility | NFC enabled mobile device
| product or component type | Modular measurement and control relays Modular measurement and control relays Modular measurement and control relays Modular measurement and control relays Modular measurement and control relays Modular measurement and control relays Modular measurement and control relays Modular measurement and control relays Modular measurement and control relays Modular measurement and control relays Modular measurement and control relays Modular measurement and control relays Modular measurement and control relays Modular measurement and control relays Modular measurement and control relays Modular measurement and control relays Modular measurement and control relays Modular measurement and control relays Modular measurement and control relays Modular measurement and control relays Modular measurement and control relays Modular measurement and control relays Modular measurement and control relays Modular measurement and control relays Modular measurement and control relays Modular measurement and control relays Modular measurement and control relays Modular measurement and control relays Modular measurement and control relays Modular measurement and control relays Modular measurement and control relays Modular measurement and control relays Modular measurement and control relays Modular measurement and control relays Modular measurement and control relays Modular measurement and control relays Modular measurement and control relays Modular measurement and control relays Modular measurement and control relays Modular measurement and control relays Modular measurement and control relays Modular measurement and control relays Modular measurement and control relays Modular measurement and control relays Modular measurement and control relays Modular measurement and control relays Modular measurement and control relays Modular measurement and control relays Modular measurement and control relays Modular measurement and control relays Modular measurement and control relays Modular measurement and control relays Modular measurement and control relays Modular measurement and control relays Monitoring relay Modular timing relay Modular timing relay Modular timing relay Modular timing relay Modular timing relay Modular timing relay Modular timing relay Modular timing relay Modular timing relay Modular timing relay Modular timing relay Modular timing relay Modular timing relay Modular timing relay Modular timing relay Modular timing relay Modular timing relay Modular timing relay Modular timing relay Modular timing relay Modular timing relay Modular timing relay Modular timing relay Modular timing relay Modular timing relay Modular timing relay Modular timing relay Modular timing relay Modular timing relay Modular timing relay Modular timing relay Modular timing relay Modular timing relay Modular timing relay Modular timing relay Modular timing relay Modular timing relay Modular timing relay Modular timing relay Modular timing relay Modular timing relay Modular timing relay Modular timing relay Modular timing relay Modular timing relay Modular timing relay Modular timing relay Modular timing relay Modular timing relay Modular timing relay Electronic timing relay Electronic timing relay Electronic timing relay Electronic timing relay Miniature timing relay Miniature timing relay Miniature timing relay Miniature timing relay Miniature timing relay Miniature timing relay Miniature timing relay Miniature timing relay Miniature timing relay Miniature timing relay Converter for Universal Pt100 probes Converter for Universal Pt100 probes Converter for Universal Pt100 probes Converter for Universal Pt100 probes Converter for Optimum Pt100 probes Converter for Optimum Pt100 probes Converter for Optimum Pt100 probes Converter for Optimum Pt100 probes Converter for Optimum Pt100 probes Converter for thermocouples Converter for thermocouples Converter for thermocouples Converter for thermocouples Converter for thermocouples Voltage/current converter Voltage/current converter Voltage/current converter Voltage/current converter Beacon Beacon Beacon Beacon Beacon Beacon Beacon Complete miniature beacon Complete miniature beacon Complete miniature beacon Complete miniature beacon Complete miniature beacon Complete miniature beacon Complete miniature beacon Complete miniature beacon Complete miniature beacon Complete miniature beacon Complete miniature beacon Complete miniature beacon Complete miniature beacon Complete miniature beacon Complete miniature beacon Complete miniature beacon Complete miniature beacon Complete miniature beacon Complete miniature beacon Complete miniature beacon Complete miniature beacon Complete miniature beacon Complete miniature beacon Complete miniature beacon Editable electronic alarm Editable electronic alarm Editable electronic alarm Editable electronic alarm Editable electronic alarm Editable electronic alarm Editable electronic alarm Editable electronic alarm Siren Siren Siren Multisound siren Multisound siren Multisound siren Electronic alarm Electronic alarm Electronic alarm Electronic alarm Electronic alarm Electronic alarm Electronic alarm Electronic alarm Base unit with cover Base unit with cover Base unit with cover Base unit with cover Indicator bank Indicator bank Base unit Base unit with cover Base unit with cover Base unit with cover Complete miniature beacon Complete miniature beacon Complete miniature beacon Complete miniature beacon Complete miniature beacon Complete miniature beacon Complete miniature beacon Complete miniature beacon Complete miniature beacon Complete miniature beacon Complete miniature beacon Complete miniature beacon Complete miniature beacon Complete miniature beacon Complete miniature beacon Complete miniature beacon Complete miniature beacon Complete miniature beacon Complete miniature beacon Complete miniature beacon Complete miniature beacon Complete miniature beacon Complete miniature beacon Complete miniature beacon Complete pre-cabled beacon Complete pre-cabled beacon Complete pre-cabled beacon Complete pre-cabled beacon Complete pre-cabled indicator bank Complete pre-cabled indicator bank Complete pre-cabled indicator bank Complete pre-cabled indicator bank Complete pre-cabled indicator bank Complete pre-cabled indicator bank Complete pre-cabled indicator bank Complete pre-cabled indicator bank Complete pre-cabled indicator bank Complete pre-cabled indicator bank Complete pre-cabled indicator bank Complete pre-cabled indicator bank Complete pre-cabled indicator bank Complete pre-cabled indicator bank Complete pre-cabled indicator bank Complete pre-cabled indicator bank Beacon Beacon Beacon Beacon Beacon Beacon Beacon Beacon Beacon Beacon Beacon Beacon Beacon Beacon Beacon Beacon Beacon Beacon Beacon Beacon Beacon Beacon Beacon Beacon Beacon Beacon Beacon Beacon Pre-assembled and pre-cabled indicator bank Pre-assembled and pre-cabled indicator bank Pre-assembled and pre-cabled indicator bank Pre-assembled and pre-cabled indicator bank Pre-assembled and pre-cabled indicator bank Pre-assembled and pre-cabled indicator bank Pre-assembled and pre-cabled indicator bank Pre-assembled and pre-cabled indicator bank Pre-assembled and pre-cabled indicator bank Pre-assembled and pre-cabled indicator bank Pre-assembled and pre-cabled indicator bank Pre-assembled and pre-cabled indicator bank Pre-assembled and pre-cabled indicator bank Pre-assembled and pre-cabled indicator bank Pre-assembled and pre-cabled indicator bank Pre-assembled and pre-cabled indicator bank Pre-assembled and pre-cabled indicator bank Pre-assembled and pre-cabled indicator bank Pre-assembled and pre-cabled indicator bank Pre-assembled and pre-cabled indicator bank Pre-assembled and pre-cabled indicator bank Pre-assembled and pre-cabled indicator bank Pre-assembled and pre-cabled indicator bank Pre-assembled and pre-cabled indicator bank Pre-assembled and pre-cabled indicator bank Pre-assembled and pre-cabled indicator bank Pre-assembled and pre-cabled indicator bank Pre-assembled and pre-cabled indicator bank Complete illuminated beacon Complete illuminated beacon Complete illuminated beacon Complete illuminated beacon Complete illuminated beacon Complete illuminated beacon Complete illuminated beacon Complete illuminated beacon Complete illuminated beacon Complete illuminated beacon Complete illuminated beacon Complete illuminated beacon Complete illuminated beacon Complete illuminated beacon Complete illuminated beacon Complete illuminated beacon Complete illuminated beacon Complete illuminated beacon Complete illuminated beacon Complete illuminated beacon Complete illuminated beacon Complete illuminated beacon Complete illuminated beacon Complete illuminated beacon Complete illuminated beacon Complete illuminated beacon Complete illuminated beacon Complete illuminated beacon Complete illuminated beacon Complete illuminated beacon Complete illuminated beacon Complete illuminated beacon Complete illuminated beacon Complete illuminated beacon Complete illuminated beacon Complete beacon Complete beacon Complete beacon Complete beacon Complete beacon Complete beacon Complete beacon Complete beacon Complete beacon Complete beacon Complete beacon Complete beacon Complete beacon Complete beacon Complete beacon Complete beacon Complete beacon Complete beacon Complete beacon Complete beacon Complete beacon Complete beacon Complete beacon Complete beacon Complete beacon Complete beacon Complete beacon Complete beacon Complete beacon Complete beacon Complete beacon Complete beacon Complete beacon Complete beacon Complete beacon Complete beacon Complete beacon Complete beacon Complete beacon Complete beacon Complete beacon Complete beacon Complete beacon Complete beacon Complete beacon Complete beacon Complete beacon Complete beacon Complete beacon Complete beacon Complete beacon Complete beacon Complete beacon Complete beacon Complete beacon Complete beacon Complete beacon Complete beacon Complete beacon Complete beacon Complete beacon Complete beacon Complete beacon Complete beacon Complete beacon Complete beacon Complete beacon Complete beacon Complete beacon Complete beacon Complete beacon Complete beacon Complete beacon Complete beacon Complete beacon Complete beacon Complete beacon Complete beacon Complete beacon Complete beacon Complete beacon Complete beacon Complete beacon Complete beacon Complete beacon Complete beacon Complete beacon Complete beacon Complete beacon Complete beacon Indicator bank Indicator bank Indicator bank Indicator bank Indicator bank Indicator bank Indicator bank Indicator bank Indicator bank Indicator bank Indicator bank Indicator bank Indicator bank Indicator bank Indicator bank Indicator bank Indicator bank Indicator bank Indicator bank Indicator bank Indicator bank Indicator bank Indicator bank Indicator bank Indicator bank Indicator bank Indicator bank Indicator bank Indicator bank Indicator bank Indicator bank Indicator bank Indicator bank Indicator bank Indicator bank Indicator bank Indicator bank Plug-in relay Timing relay Timing relay Plug-in relay Plug-in relay Timing relay Plug-in relay Timing relay Timing relay Plug-in relay Timing relay Plug-in relay Plug-in relay Timing relay Plug-in relay Timing relay Timing relay Plug-in relay Timing relay Plug-in relay Plug-in relay Timing relay Plug-in relay Timing relay Plug-in relay Timing relay Timing relay Plug-in relay Timing relay Plug-in relay Timing relay Plug-in relay Timing relay Plug-in relay Timing relay Plug-in relay Timing relay Plug-in relay Plug-in relay Timing relay Timing relay Plug-in relay Timing relay Plug-in relay Timing relay Plug-in relay Plug-in relay Timing relay Plug-in relay Timing relay Plug-in relay Timing relay Plug-in relay Timing relay Timing relay Plug-in relay Plug-in relay Timing relay Plug-in relay Timing relay Plug-in relay Timing relay Plug-in relay Timing relay Timing relay Plug-in relay Timing relay Plug-in relay Plug-in relay Timing relay Timing relay Plug-in relay Timing relay Plug-in relay Timing relay Plug-in relay Industrial measurement and control relays Industrial measurement and control relays Industrial measurement and control relays Industrial measurement and control relays Industrial measurement and control relays Industrial measurement and control relays Industrial measurement and control relays Industrial measurement and control relays Industrial measurement and control relays Industrial measurement and control relays Industrial measurement and control relays Industrial measurement and control relays Industrial measurement and control relays Industrial measurement and control relays Industrial measurement and control relays Industrial measurement and control relays Industrial measurement and control relays Industrial measurement and control relays Industrial measurement and control relays Industrial measurement and control relays Industrial measurement and control relays Industrial measurement and control relays Industrial measurement and control relays Industrial measurement and control relays Industrial measurement and control relays Industrial measurement and control relays Industrial measurement and control relays Industrial measurement and control relays Industrial measurement and control relays Industrial measurement and control relays Industrial measurement and control relays Industrial measurement and control relays Industrial measurement and control relays Industrial measurement and control relays Industrial measurement and control relays Industrial measurement and control relays Industrial measurement and control relays Industrial measurement and control relays Industrial measurement and control relays Industrial measurement and control relays Industrial measurement and control relays Industrial measurement and control relays Industrial measurement and control relays Industrial measurement and control relays Industrial measurement and control relays Industrial measurement and control relays Industrial measurement and control relays Industrial measurement and control relays Industrial measurement and control relays Industrial measurement and control relays Industrial measurement and control relays Industrial measurement and control relays Industrial measurement and control relays Industrial measurement and control relays Industrial measurement and control relays Industrial timing relay Industrial timing relay Industrial timing relay Industrial timing relay Industrial timing relay Industrial timing relay Industrial timing relay Industrial timing relay Optimum industrial timing relay Optimum industrial timing relay Optimum industrial timing relay Plug-in relay Plug-in relay Plug-in relay Plug-in relay Plug-in relay Plug-in relay Plug-in relay Plug-in relay Plug-in relay Plug-in relay Plug-in relay Plug-in relay Plug-in relay Plug-in relay Plug-in relay Plug-in relay Plug-in relay Plug-in relay Plug-in relay Plug-in relay Plug-in relay Plug-in relay Plug-in relay Plug-in relay Plug-in relay Plug-in relay Plug-in relay Plug-in relay Plug-in relay Plug-in relay Plug-in relay Plug-in relay Plug-in relay Plug-in relay Plug-in relay Plug-in relay Plug-in relay Plug-in relay Plug-in relay Plug-in relay Plug-in relay Plug-in relay Plug-in relay Plug-in relay Plug-in relay Plug-in relay Plug-in relay Plug-in relay Plug-in relay Plug-in relay Plug-in relay Plug-in relay Plug-in relay Plug-in relay Plug-in relay Plug-in relay Plug-in relay Plug-in relay Plug-in relay Plug-in relay Plug-in relay Plug-in relay Plug-in relay Plug-in relay Plug-in relay Plug-in relay Plug-in relay Plug-in relay Plug-in relay Plug-in relay Plug-in relay Plug-in relay Plug-in relay Plug-in relay Plug-in relay Plug-in relay Plug-in relay Plug-in relay Plug-in relay Plug-in relay Plug-in relay Plug-in relay Plug-in relay Plug-in relay Plug-in relay Plug-in relay Plug-in relay Plug-in relay Plug-in relay Plug-in relay
| product specific application | For 3-phase supply For 3-phase supply For 3-phase supply For 3-phase supply For 3-phase supply For 3-phase supply For single-phase and DC supply For single-phase and DC supply For single-phase For single-phase and DC supply For 3-phase supply For single-phase and DC supply For single-phase and DC supply For elevator machine rooms and 3-phase supplies For elevator machine rooms and 3-phase supplies For elevator machine rooms and 3-phase supplies For 3-phase and single-phase pump For 3-phase supply For 3-phase supply For 3-phase supply For 3-phase supply For 3-phase supply For 3-phase supply For 3-phase supply For 3-phase supply For 3-phase supply For 3-phase supply For 3-phase supply For 3-phase supply For 3-phase supply For 3-phase supply For 3-phase supply For 3-phase supply For 3-phase supply
| range compatibility | Harmony XVP Harmony XVP Harmony XVP Harmony XVM Optimum Harmony XVM Optimum Harmony XVM Optimum Harmony XVM Optimum Harmony XVM Optimum Harmony XVM Optimum Harmony XVM Optimum Harmony XVM Optimum Harmony XVM Optimum Harmony XVM Optimum Harmony XVM Optimum Harmony XVM Optimum Harmony XVM Optimum Harmony XVM Optimum Harmony XVM Optimum Harmony XVM Optimum Harmony XVM Optimum Harmony XVM Optimum Harmony XVM Optimum Harmony XVM Optimum Harmony XVM Optimum Harmony XVM Optimum Harmony XVM Optimum Harmony XVM Optimum Harmony XVM Optimum Harmony XVM Optimum Harmony XVM Optimum Harmony XVM Optimum Harmony XVM Optimum Harmony XVM Optimum Harmony XVM Optimum Harmony XVM Optimum Harmony XVM Optimum Harmony XVM Optimum Harmony XVM Optimum Harmony XVM Optimum Harmony XVD Harmony XVB Harmony XVP Harmony XVP Harmony XVB Harmony XVD Harmony XVP Harmony XVB Harmony XVD Harmony XVB Harmony XVP Harmony XVD Harmony XVB Harmony XVD Harmony XVP Harmony XVD Harmony XVB Harmony XVP Harmony XVB Harmony XVD Harmony XVP Harmony XVP Harmony XVD Harmony XVB Harmony XVD Harmony XVP Harmony XVB Harmony XVB Harmony XVP Harmony XVD Harmony XVP Harmony XVB Harmony XVD Harmony XVD Harmony XVB Harmony XVP Harmony XVD Harmony XVB Harmony XVP Harmony XVD Harmony XVB Harmony XVP Harmony XVB Harmony XVD Harmony XVP Harmony XVD Harmony XVB Harmony XVP Harmony XVP Harmony XVB Harmony XVD Harmony XVD Harmony XVB Harmony XVP Harmony XVD Harmony XVB Harmony XVP Harmony XVB Harmony XVD Harmony XVP Harmony XVD Harmony XVB Harmony XVP Harmony XVP Harmony XVB Harmony XVD Harmony XVP Harmony XVB Harmony XVD Harmony XVD Harmony XVB Harmony XVP Harmony XVD Harmony XVP Harmony XVB Harmony XVP Harmony XVB Harmony XVD Harmony XVB Harmony XVD Harmony XVP Harmony XVD Harmony XVB Harmony XVP Harmony XVD Harmony XVB Harmony XVP Harmony XVP Harmony XVB Harmony XVD Harmony XVD Harmony XVB Harmony XVP Harmony XVB Harmony XVP Harmony XVD Harmony XVD Harmony XVB Harmony XVP Harmony XVB Harmony XVP Harmony XVD Harmony XVP Harmony XVD Harmony XVB Harmony XVD Harmony XVP Harmony XVB Harmony XVD Harmony XVB Harmony XVP Harmony XVB Harmony XVP Harmony XVD Harmony XVB Harmony XVP Harmony XVD Harmony XVP Harmony XVB Harmony XVD Harmony XVP Harmony XVB Harmony XVD
| range of product | Zelio Control Zelio Control Zelio Control Zelio Control Zelio Control Zelio Control Zelio Control Zelio Control Zelio Control Zelio Control Zelio Control Zelio Control Zelio Control Zelio Control Zelio Control Zelio Control Zelio Control Zelio Control Zelio Control Zelio Control Zelio Control Zelio Control Zelio Control Zelio Control Zelio Control Zelio Control Zelio Control Zelio Control Zelio Control Zelio Control Zelio Control Zelio Control Zelio Control Zelio Control Zelio Control Zelio Control Zelio Control Zelio Control Zelio Control Zelio Control Zelio Control Zelio Control Zelio Control Zelio Control Zelio Control Zelio Control Zelio Control Zelio Control Zelio Control Zelio Control Zelio Control Zelio Control Zelio Control Zelio Control Zelio Control Zelio Time Zelio Time Zelio Time Zelio Time Zelio Time Zelio Time Zelio Time Zelio Time Zelio Time Zelio Time Zelio Time Zelio Time Zelio Time Zelio Time Zelio Time Zelio Time Zelio Time Zelio Time Zelio Time Zelio Time Zelio Time Zelio Time Zelio Time Zelio Time Zelio Time Zelio Time Zelio Time Zelio Time Zelio Time Zelio Time Zelio Time Zelio Time Zelio Time Zelio Time Zelio Time Zelio Time Zelio Time Zelio Time Zelio Time Zelio Time Zelio Time Zelio Time Zelio Time Zelio Time Zelio Time Zelio Time Zelio Time Zelio Time Zelio Time Zelio Time Zelio Time Zelio Time Zelio Time Zelio Time Zelio Time Zelio Time Zelio Time Zelio Time Zelio Time Zelio Time Zelio Time Zelio Time Zelio Time Zelio Time Zelio Analog Zelio Analog Zelio Analog Zelio Analog Zelio Analog Zelio Analog Zelio Analog Zelio Analog Zelio Analog Zelio Analog Zelio Analog Zelio Analog Zelio Analog Zelio Analog Zelio Analog Zelio Analog Zelio Analog Zelio Analog Harmony XVR Harmony XVR Harmony XVR Harmony XVR Harmony XVR Harmony XVR Harmony XVR Harmony XVD Optimum Harmony XVD Optimum Harmony XVD Optimum Harmony XVD Optimum Harmony XVD Optimum Harmony XVD Optimum Harmony XVD Optimum Harmony XVD Optimum Harmony XVD Optimum Harmony XVD Optimum Harmony XVD Optimum Harmony XVD Optimum Harmony XVD Optimum Harmony XVD Optimum Harmony XVD Optimum Harmony XVD Optimum Harmony XVD Optimum Harmony XVD Optimum Harmony XVD Optimum Harmony XVD Optimum Harmony XVD Optimum Harmony XVD Optimum Harmony XVD Optimum Harmony XVD Optimum Harmony XVS Harmony XVS Harmony XVS Harmony XVS Harmony XVS Harmony XVS Harmony XVS Harmony XVS Harmony XVS Harmony XVS Harmony XVS Harmony XVS Harmony XVS Harmony XVS Harmony XVS Harmony XVS Harmony XVS Harmony XVS Harmony XVS Harmony XVS Harmony XVS Harmony XVS Harmony XVM Harmony XVM Harmony XVM Harmony XVM Harmony XVB Universal Harmony XVB Universal Harmony XVB Universal Harmony XVB Universal Harmony XVB Universal Harmony XVB Universal Harmony XVD Optimum Harmony XVD Optimum Harmony XVD Optimum Harmony XVD Optimum Harmony XVD Optimum Harmony XVD Optimum Harmony XVD Optimum Harmony XVD Optimum Harmony XVD Optimum Harmony XVD Optimum Harmony XVD Optimum Harmony XVD Optimum Harmony XVD Optimum Harmony XVD Optimum Harmony XVD Optimum Harmony XVD Optimum Harmony XVD Optimum Harmony XVD Optimum Harmony XVD Optimum Harmony XVD Optimum Harmony XVD Optimum Harmony XVD Optimum Harmony XVD Optimum Harmony XVD Optimum Harmony XVD Application Harmony XVD Application Harmony XVD Application Harmony XVD Application Harmony XVD Application Harmony XVD Application Harmony XVD Application Harmony XVD Application Harmony XVD Application Harmony XVD Application Harmony XVD Application Harmony XVD Application Harmony XVD Application Harmony XVD Application Harmony XVD Application Harmony XVD Application Harmony XVD Application Harmony XVD Application Harmony XVD Application Harmony XVD Application Harmony XVD Application Harmony XVD Application Harmony XVD Application Harmony XVD Application Harmony XVD Application Harmony XVD Application Harmony XVD Application Harmony XVD Application Harmony XVD Application Harmony XVD Application Harmony XVD Application Harmony XVD Application Harmony XVD Application Harmony XVD Application Harmony XVD Application Harmony XVD Application Harmony XVD Application Harmony XVD Application Harmony XVD Application Harmony XVD Application Harmony XVD Application Harmony XVD Application Harmony XVD Application Harmony XVD Application Harmony XVD Application Harmony XVD Application Harmony XVD Application Harmony XVD Application Harmony XVM Harmony XVM Harmony XVM Harmony XVM Harmony XVM Harmony XVM Harmony XVM Harmony XVM Harmony XVM Harmony XVM Harmony XVM Harmony XVM Harmony XVM Harmony XVM Harmony XVM Harmony XVM Harmony XVM Harmony XVM Harmony XVM Harmony XVM Harmony XVM Harmony XVM Harmony XVM Harmony XVM Harmony XVM Harmony XVM Harmony XVM Harmony XVM Harmony XVE Optimum Harmony XVE Optimum Harmony XVE Optimum Harmony XVE Optimum Harmony XVE Optimum Harmony XVE Optimum Harmony XVE Optimum Harmony XVE Optimum Harmony XVE Optimum Harmony XVE Optimum Harmony XVE Optimum Harmony XVE Optimum Harmony XVE Optimum Harmony XVE Optimum Harmony XVE Optimum Harmony XVE Optimum Harmony XVE Optimum Harmony XVE Optimum Harmony XVE Optimum Harmony XVE Optimum Harmony XVE Optimum Harmony XVE Optimum Harmony XVE Optimum Harmony XVE Optimum Harmony XVE Optimum Harmony XVE Optimum Harmony XVE Optimum Harmony XVE Optimum Harmony XVE Optimum Harmony XVE Optimum Harmony XVE Optimum Harmony XVE Optimum Harmony XVE Optimum Harmony XVE Optimum Harmony XVE Optimum Harmony XVB Universal Harmony XVB Universal Harmony XVB Universal Harmony XVB Universal Harmony XVB Universal Harmony XVB Universal Harmony XVB Universal Harmony XVB Universal Harmony XVB Universal Harmony XVB Universal Harmony XVB Universal Harmony XVB Universal Harmony XVB Universal Harmony XVB Universal Harmony XVB Universal Harmony XVB Universal Harmony XVB Universal Harmony XVB Universal Harmony XVB Universal Harmony XVB Universal Harmony XVB Universal Harmony XVB Universal Harmony XVB Universal Harmony XVB Universal Harmony XVB Universal Harmony XVB Universal Harmony XVB Universal Harmony XVB Universal Harmony XVB Universal Harmony XVB Universal Harmony XVB Universal Harmony XVB Universal Harmony XVB Universal Harmony XVB Universal Harmony XVB Universal Harmony XVB Universal Harmony XVB Universal Harmony XVB Universal Harmony XVB Universal Harmony XVB Universal Harmony XVB Universal Harmony XVB Universal Harmony XVB Universal Harmony XVB Universal Harmony XVB Universal Harmony XVB Universal Harmony XVB Universal Harmony XVB Universal Harmony XVB Universal Harmony XVB Universal Harmony XVB Universal Harmony XVB Universal Harmony XVB Universal Harmony XVB Universal Harmony XVB Universal Harmony XVB Universal Harmony XVB Universal Harmony XVB Universal Harmony XVB Universal Harmony XVB Universal Harmony XVB Universal Harmony XVB Universal Harmony XVB Universal Harmony XVB Universal Harmony XVB Universal Harmony XVB Universal Harmony XVB Universal Harmony XVB Universal Harmony XVB Universal Harmony XVB Universal Harmony XVB Universal Harmony XVB Universal Harmony XVB Universal Harmony XVB Universal Harmony XVB Universal Harmony XVB Universal Harmony XVB Universal Harmony XVB Universal Harmony XVB Universal Harmony XVB Universal Harmony XVB Universal Harmony XVB Universal Harmony XVB Universal Harmony XVB Universal Harmony XVB Universal Harmony XVB Universal Harmony XVB Universal Harmony XVB Universal Harmony XVB Universal Harmony XVB Universal Harmony XVB Universal Harmony XVB Universal Harmony XVB Universal Harmony XVB Universal Harmony XVB Universal Harmony XVB Universal Harmony XVB Universal Harmony XVB Universal Harmony XVB Universal Harmony XVB Universal Harmony XVB Universal Harmony XVB Universal Harmony XVB Universal Harmony XVB Universal Harmony XVB Universal Harmony XVB Universal Harmony XVB Universal Harmony XVB Universal Harmony XVB Universal Harmony XVB Universal Harmony XVB Universal Harmony XVB Universal Harmony XVB Universal Harmony XVB Universal Harmony XVB Universal Harmony XVB Universal Harmony XVB Universal Harmony XVB Universal Harmony XVB Universal Harmony XVB Universal Harmony XVB Universal Harmony XVB Universal Harmony XVB Universal Harmony XVB Universal Harmony XVB Universal Harmony XVB Universal Harmony XVB Universal Zelio Relay Zelio Relay Zelio Relay Zelio Relay Zelio Relay Zelio Relay Zelio Relay Zelio Relay Zelio Relay Zelio Relay Zelio Relay Zelio Relay Zelio Relay Zelio Relay Zelio Relay Zelio Relay Zelio Relay Zelio Relay Harmony Relay Zelio Relay Zelio Relay Zelio Relay Zelio Relay Zelio Relay Zelio Relay Zelio Relay Zelio Relay Zelio Relay Zelio Relay Zelio Relay Zelio Relay Zelio Relay Zelio Relay Zelio Relay Zelio Relay Zelio Relay Zelio Relay Zelio Relay Zelio Control Zelio Control Zelio Control Zelio Control Zelio Control Zelio Control Zelio Control Zelio Control Zelio Control Zelio Control Zelio Control Zelio Control Zelio Control Zelio Control Zelio Control Zelio Control Zelio Control Zelio Control Zelio Control Zelio Control Zelio Control Zelio Control Zelio Control Zelio Control Zelio Control Zelio Control Zelio Control Zelio Control Zelio Control Zelio Control Zelio Control Zelio Control Zelio Control Zelio Control Zelio Control Zelio Control Zelio Control Zelio Control Zelio Control Zelio Control Zelio Control Zelio Control Zelio Control Zelio Control Zelio Control Zelio Control Zelio Control Zelio Control Zelio Control Zelio Control Zelio Control Zelio Control Zelio Control Zelio Control Zelio Control Zelio Time Zelio Time Zelio Time Zelio Time Zelio Time Zelio Time Zelio Time Zelio Time Zelio Time Zelio Time Zelio Time Zelio Relay Zelio Relay Zelio Relay Zelio Relay Zelio Relay Zelio Relay Zelio Relay Zelio Relay Zelio Relay Zelio Relay Zelio Relay Zelio Relay Zelio Relay Zelio Relay Zelio Relay Zelio Relay Zelio Relay Zelio Relay Zelio Relay Harmony Relay Zelio Relay Zelio Relay Zelio Relay Zelio Relay Zelio Relay Zelio Relay Zelio Relay Zelio Relay Zelio Relay Zelio Relay Zelio Relay Zelio Relay Zelio Relay Zelio Relay Zelio Relay Zelio Relay Zelio Relay Zelio Relay Zelio Relay Harmony Relay Zelio Relay Harmony Relay Zelio Relay Zelio Relay Zelio Relay Zelio Relay Zelio Relay Zelio Relay Zelio Relay Zelio Relay Zelio Relay Zelio Relay Zelio Relay Zelio Relay Zelio Relay Zelio Relay Zelio Relay Zelio Relay Zelio Relay Zelio Relay Zelio Relay Zelio Relay Zelio Relay Zelio Relay Zelio Relay Zelio Relay Zelio Relay Zelio Relay Zelio Relay Zelio Relay Zelio Relay Zelio Relay Zelio Relay Zelio Relay Zelio Relay Zelio Relay Zelio Relay Zelio Relay Zelio Relay Zelio Relay Zelio Relay Zelio Relay Zelio Relay Zelio Relay Zelio Relay Zelio Relay Zelio Relay Zelio Relay Zelio Relay Zelio Relay
| relay monitored parameters | Overcurrent detection Asymmetry Phase sequence Phase failure detection Undervoltage and overvoltage in window mode Asymmetry Phase sequence Phase failure detection Phase sequence Phase failure detection (2 or more phase cut) Phase sequence Phase failure detection (2 or more phase cut) Phase failure detection Phase sequence Undervoltage detection Phase sequence Phase failure detection Overvoltage or undervoltage detection Self-powered Overvoltage or undervoltage detection Self-powered Undervoltage detection Self-powered Overvoltage or undervoltage detection Self-powered Overvoltage and undervoltage between phases Self-powered Overvoltage and undervoltage detection Self-powered Overvoltage and undervoltage detection Undertemperature: -1...11°C Overtemperature: 34...46°C Overtemperature: 34...46°C Undertemperature: -1...11°C Phase sequence Phase failure detection Undertemperature: -1...11°C Overtemperature: 34...46°C Overcurrent and undercurrent control Phase sequence on 3-phase supply Phase failure on 3-phase supply Overfrequency and underfrequency 50 or 60 Hz Overcurrent or undercurrent in window mode Overcurrent or undercurrent detection Overcurrent or undercurrent detection Detection by resistive probes Detection by discrete sensors Overspeed Underspeed Undervoltage and overvoltage in window mode Phase sequence Phase failure detection Asymmetry Phase failure detection Phase sequence Test/reset button Motor temperature via PTC probe Selection (with or without memory) Phase sequence Motor temperature via PTC probe Phase failure detection Overvoltage or undervoltage detection Overvoltage or undervoltage detection Overvoltage or undervoltage detection Overvoltage and undervoltage between phases Absence of neutral Overvoltage and undervoltage between phases Overvoltage and undervoltage between neutral Overcurrent detection Overcurrent or undercurrent detection Overcurrent or undercurrent in window mode Detection by resistive probes Detection by resistive probes Detection by resistive probes Detection by resistive probes Asymmetry Phase failure detection Phase sequence Phase sequence Phase failure detection Asymmetry Phase sequence Phase failure detection (2 or more phase cut) Phase sequence Phase failure detection Overvoltage and undervoltage detection Overvoltage and undervoltage detection Phase sequence Phase failure detection Undervoltage detection Phase sequence Phase failure detection Undervoltage detection Phase sequence Phase failure detection Overvoltage detection Overvoltage detection Overvoltage detection Undervoltage and overvoltage in window mode Overvoltage or undervoltage detection Undervoltage and overvoltage in window mode Overvoltage or undervoltage detection Undervoltage and overvoltage in window mode Overvoltage or undervoltage detection Overvoltage and undervoltage detection Overcurrent or undercurrent in window mode Overcurrent or undercurrent detection Overcurrent or undercurrent detection Overcurrent or undercurrent in window mode Phase sequence Phase failure detection Overvoltage detection Undervoltage detection Overfrequency and underfrequency Asymmetry Overcurrent detection Overcurrent detection Overcurrent detection Overcurrent or undercurrent detection Overcurrent or undercurrent detection Overcurrent or undercurrent detection Overcurrent or undercurrent detection Overcurrent or undercurrent detection Overcurrent or undercurrent detection Overcurrent or undercurrent detection Overcurrent or undercurrent detection Overvoltage or undervoltage detection Overvoltage or undervoltage detection Overvoltage or undervoltage detection Overvoltage or undervoltage detection Overvoltage or undervoltage detection Overvoltage or undervoltage detection Overvoltage or undervoltage detection Overvoltage or undervoltage detection Overvoltage or undervoltage detection Overvoltage or undervoltage detection Overvoltage or undervoltage detection Overvoltage or undervoltage detection Overvoltage or undervoltage detection Overvoltage or undervoltage detection Overvoltage or undervoltage detection Overvoltage or undervoltage detection Overvoltage or undervoltage detection Overvoltage or undervoltage detection Overvoltage or undervoltage detection Overvoltage or undervoltage detection Overvoltage or undervoltage detection Overvoltage and undervoltage detection Self-powered Self-powered Overvoltage and undervoltage detection Phase failure detection Phase sequence Asymmetry Phase sequence Phase failure detection Asymmetry Phase sequence Phase failure detection Asymmetry Phase sequence Phase failure detection Asymmetry Phase failure detection Phase sequence Overvoltage and undervoltage detection Phase sequence Phase failure detection Overvoltage and undervoltage detection Phase failure detection Phase sequence Phase failure detection Phase sequence Overvoltage and undervoltage detection Phase failure detection Overvoltage and undervoltage detection Phase sequence Phase failure detection Phase sequence Overvoltage and undervoltage detection Phase sequence Phase failure detection Undervoltage detection Phase sequence Undervoltage detection Phase failure detection Detection by resistive probes Detection by resistive probes Detection by resistive probes Detection by resistive probes Detection by resistive probes Detection by resistive probes Detection by resistive probes Detection by resistive probes Detection by resistive probes
| relay name | RM17JC RM17TA RM17TE RM17TG RM17TG RM17TT RM17TU RM17UAS RM17UAS RM17UAS RM17UAS RM17UB3 RM17UBE RM17UBE RM35AT RM35AT RM35AT RM35BA RM35HZ21FM RM35JA RM35JA RM35L RM35L RM35S RM35TF RM35TM RM35TM RM35UA RM35UA RM35UA RM35UB3 RM35UB3 RM22JA RM22JA RM22L RM22L RM22L RM22L RM22TA RM22TA RM22TG RM22TR RM22TR RM22TR RM22TR RM22UA RM22UA RM22UA RM22UA RM22UA RM22UA RM22UA RM35JA RM35JA RMNF22 RM4J RM4J RM4J RM4J RM4J RM4J RM4J RM4J RM4J RM4J RM4J RM4U RM4U RM4U RM4U RM4U RM4U RM4U RM4U RM4U RM4U RM4U RM4U RM4U RM4U RM4U RM4U RM4U RM4U RM4U RM4U RM4U RM4U RM4U RM4-T RM4-T RM4-T RM4-T RM4-T RM4-T RM4-T RM4-T RM4-T RM4-T RM4-T RM4-T RM4-L RM4-L RM4-L RM4-L RM4-L RM4-L RM4-L RM4-L RM4-L
| relay type | Current control relay Multifunction control relay Multifunction control relay Control relay Control relay Multifunction control relay Multifunction control relay Voltage control relay Voltage control relay Voltage control relay Voltage control relay Voltage control relay Voltage control relay Voltage control relay Temperature control relays Temperature control relays Temperature control relays Pump control relays Frequency control relays Current control relay Current control relay Level control relay Level control relay Speed control relays Multifunction control relay Motor temperature control relay Motor temperature control relay Multifunction voltage control relay Multifunction voltage control relay Multifunction voltage control relay Voltage control relay Voltage control relay Current control relay Current control relay Level control relay Level control relay Level control relay Level control relay Control relay Control relay Control relay Control relay Control relay Control relay Control relay Voltage control relay Voltage control relay Voltage control relay Voltage control relay Voltage control relay Voltage control relay Voltage control relay Current control relay Current control relay Control relay Current measurement relay Current measurement relay Current measurement relay Current measurement relay Current measurement relay Current measurement relay Current measurement relay Current measurement relay Current measurement relay Current measurement relay Current measurement relay Voltage measurement relay Voltage measurement relay Voltage measurement relay Voltage measurement relay Voltage measurement relay Voltage measurement relay Voltage measurement relay Voltage measurement relay Voltage measurement relay Voltage measurement relay Voltage measurement relay Voltage measurement relay Voltage measurement relay Voltage measurement relay Voltage measurement relay Voltage measurement relay Voltage measurement relay Voltage measurement relay Voltage measurement relay Voltage measurement relay Voltage measurement relay Voltage control relay Voltage control relay Control relay Control relay Control relay Control relay Control relay Control relay Control relay Control relay Control relay Control relay Control relay Control relay Liquid level control relay Liquid level control relay Liquid level control relay Liquid level control relay Liquid level control relay Liquid level control relay Liquid level control relay Liquid level control relay Liquid level control relay
| sale per indivisible quantity | 10 10 10 10 10 10 1 1 1 1 1 1 1 1 1 1 1 1 1 1 1 1 1 1 1 1 1 1 1 1 1 1 1 1 1 1 1 1 1 10 10 10 10 10 1 1 1 1 1 1 1 1 1 1 1 1 1 1 1 1 1 1 1 1 1 1 1 1 1 1 1 1 1 1 1 1 1 1 1 1 1 1 1
| series name | Slim interface relay Slim interface relay Slim interface relay Slim interface relay Slim interface relay Slim interface relay Slim interface relay Slim interface relay Interface relay Interface relay Interface relay Interface relay Interface relay Interface relay Interface relay Interface relay Interface relay Interface relay Interface relay Interface relay Interface relay Interface relay Interface relay Interface relay Interface relay Interface relay Interface relay Interface relay Interface relay Interface relay Interface relay Interface relay Interface relay Interface relay Interface relay Interface relay Interface relay Interface relay Interface relay Interface relay Interface relay Interface relay Interface relay Interface relay Interface relay Interface relay Interface relay Interface relay Interface relay Interface relay Interface relay Interface relay Interface relay Interface relay Interface relay Interface relay Interface relay Interface relay Interface relay Interface relay Interface relay Interface relay Interface relay Interface relay Interface relay Interface relay Interface relay Interface relay Interface relay Interface relay Interface relay Interface relay Interface relay Interface relay Interface relay Interface relay Interface relay Interface relay Interface relay Interface relay Interface relay Interface relay Interface relay Interface relay Interface relay Interface relay Interface relay Interface relay Interface relay Interface relay
| shape of pin | Flat (PCB type) Flat (PCB type) Flat (PCB type) Flat (PCB type) Flat (PCB type) Flat (PCB type) Flat (PCB type) Flat (PCB type) Flat (PCB type) Flat (PCB type)
| signalling colour | White Green Red Blue Orange White Green Red Blue Orange White Green Red Blue Orange White Green Red Blue Orange White Green Red Blue Orange White Green Red Blue Orange White Green Red Orange Blue Yellow White Green Red Orange Blue Yellow White Green Red Orange Blue Yellow White Green Red Orange Blue Yellow White Green Red Orange Blue Yellow White Green Red Orange Blue Yellow
| signalling type | Steady Steady Steady Steady Steady Steady Steady Steady Steady Flashing Flashing Flashing Flashing Flashing Flashing Flashing Flashing Flashing Flashing Flashing Flashing Flashing Flashing Flashing Flashing Flashing Flashing 2 tones siren 2 tones siren 2 tones siren Steady Steady Steady Steady Steady Steady Steady Steady Steady Steady Steady Steady Steady Steady Steady Steady Steady Steady Flashing Flashing Flashing Flashing Flashing Flashing Flashing Flashing Flashing Flashing Flashing Flashing Flashing Flashing Flashing Flashing Flashing Flashing Steady Steady Steady Steady Steady Steady Steady Steady Steady Steady Steady Steady Steady Steady Steady Steady Steady Steady Steady Steady Steady Steady Steady Flashing Flashing Flashing Flashing Flashing Flashing Flashing Flashing Flashing Flashing Flashing Flashing Flashing Flashing Flashing Flashing Flashing Flashing Steady Steady Steady Steady Steady Steady Flashing Flashing Flashing Flashing Flashing Flashing Flashing Flashing Flashing Flashing Flashing Flashing Flashing Flashing Flashing Flashing Flashing Flashing Flashing Flashing Flashing Flashing Steady Steady Steady Steady Flashing Flashing Flashing Flashing Flashing Flashing Flashing Flashing Flashing Flashing Flashing Flashing Flashing Flashing Flashing Flashing Flashing Flashing Flashing Flashing Flashing Flashing Flashing Flashing Steady Steady Steady Steady Steady Steady Steady Steady Steady Steady Steady Steady Steady Steady Steady Steady Steady Steady Steady Steady Flashing Flashing Flashing Flashing Flashing Flashing Flashing Flashing Flashing Flashing Flashing Flashing Flashing Flashing Flashing Steady Steady Steady Steady Steady Steady Flashing Flashing Flashing Flashing Flashing Flashing Flashing Flashing Flashing Flashing Flashing Flashing Steady Steady Steady Steady Steady Steady Steady Steady Steady Steady Steady Steady Steady Steady Steady Steady Steady Steady Flashing Flashing Flashing Flashing Flashing Flashing Flashing Flashing Flashing Flashing Flashing Flashing Flashing Flashing Flashing Flashing Flashing Flashing Flashing Flashing Flashing Flashing Flashing Flashing Flashing Flashing Flashing Flashing Flashing Flashing Flashing Flashing Flashing Flashing Flashing Flashing Flashing Flashing Flashing Flashing Flashing Flashing Flashing Flashing Flashing Flashing Flashing Flashing Flashing Flashing Flashing Flashing Flashing Flashing Flashing Flashing Flashing Flashing Flashing Flashing Flashing Flashing Flashing Flashing Flashing Flashing Flashing Flashing Flashing Flashing Flashing Flashing Flashing Flashing Flashing Flashing Flashing Flashing Flashing Flashing Flashing Flashing Flashing Flashing Flashing Flashing Flashing Flashing Flashing Flashing Flashing
| software version | V4.4 and above V4.4 and above
| sound signalling | Buzzer: 70…90 dB at 1 m Buzzer: 70…90 dB at 1 m Buzzer: 70…90 dB at 1 m
| status LED | With With With With With With With With With With With With With With With With With With With With With With With With With With With With With With With With With With With With With With Without Without Without Without Without Without Without Without Without Without Without Without Without Without Without Without Without Without Without Without Without Without Without Without Without Without Without Without Without Without Without Without Without Without Without Without Without Without Without Without Without Without Without Without With With With With With With With With With With Without Without Without Without Without Without Without Without Without Without Without Without Without Without Without Without Without Without Without Without Without Without Without Without Without Without Without Without Without Without Without Without Without Without Without Without
| supply circuit type | DC DC DC DC DC DC DC
| switching capacity in VA | 1250 VA 1250 VA 1250 VA 1250 VA 1250 VA 1250 VA 1250 VA 1250 VA 1250 VA 1250 VA 1250 VA 1250 VA 1250 VA 1250 VA 1250 VA 1250 VA 1250 VA 1250 VA 1250 VA 1250 VA 1250 VA 1250 VA 1250 VA 1250 VA 1250 VA 1250 VA 1250 VA 1250 VA 1250 VA 1250 VA 1250 VA 1250 VA 2000 VA 2000 VA 2000 VA 2000 VA 2000 VA 2000 VA 2000 VA 2000 VA 2000 VA 2000 VA 2000 VA 2000 VA 2000 VA 2000 VA 2000 VA 2000 VA 2000 VA 2000 VA 2000 VA 2000 VA 2000 VA 2000 VA 2000 VA
| time delay | Without Adjustable 0.1...10 s, +/- 10 % of the full scale value Adjustable 0.1...10 s, +/- 10 % of the full scale value Without Without Without Adjustable 0.1...10 s, +/- 10 % of the full scale value Adjustable 0.1...10 s, 0 + 10 % on crossing the threshold Adjustable 0.1...10 s, 0 + 10 % on crossing the threshold Adjustable 3...15 min on recovery and start up time Adjustable 0.1...10 s, 0 + 10 % on crossing the threshold Adjustable 0.3...30 s, 0 + 10 % on crossing the threshold Adjustable 0.1...10 s, 0 + 10 % on crossing the threshold Adjustable 0.1...10 s, 0 + 10 % on crossing the threshold Adjustable 1...20 s, 0 + 10 % on energisation Ti Adjustable 0.3...30 s, 0 + 10 % on crossing the threshold Tt Adjustable 1...20 s, 0 + 10 % on energisation Ti Adjustable 0.3...30 s, 0 + 10 % on crossing the threshold Tt Adjustable 0.1...5 s, +/- 10 % Adjustable 0.1...5 s, +/- 10 % Adjustable 0.1...10 s, +/- 10 % of the full scale value Fixed 0.3 s Fixed 0.3 s Adjustable 0.3...30 s, 0 + 10 % on crossing the threshold Adjustable 0.3...30 s, 0 + 10 % on crossing the threshold Adjustable 0.3...30 s, 0 + 10 % on crossing the threshold Adjustable 0.3...30 s, 0 + 10 % on crossing the threshold Adjustable 0.3...30 s, 0 + 10 % on crossing the threshold Without Without Without Adjustable 0.05...30 s Adjustable 0.05...30 s Adjustable 0.05...30 s Adjustable 0.05...30 s Adjustable 0.05...30 s Adjustable 0.05...30 s Adjustable 0.05...30 s Adjustable 0.05...30 s Without Without Without Without Without Without Without Without Without Adjustable 0.05...30 s Adjustable 0.05...30 s Adjustable 0.05...30 s Adjustable 0.05...30 s Adjustable 0.05...30 s Adjustable 0.05...30 s Adjustable 0.05...30 s Adjustable 0.05...30 s Adjustable 0.05...30 s Adjustable 0.05...30 s Adjustable 0.05...30 s Adjustable 0.05...30 s Fixed 0.5 s Adjustable 0.1...10 s Fixed 0.5 s Adjustable 0.1...10 s Without Adjustable 0.1...10 s Adjustable 0.1...10 s Adjustable 0.1...10 s Adjustable 0.1...10 s Adjustable 0.1...10 s Without Without Adjustable 0.1...10 s Adjustable 0.1...10 s Adjustable 0.1...10 s Adjustable 0.1...10 s Adjustable 0.1...10 s Without Without Without Without
| time delay range | 0.1...10 s adjustable delay (tolerance: 0...10 % of the full scale value) 0.1...10 s adjustable delay (tolerance: 0...10 % of the full scale value) 0.1...10 s adjustable delay (tolerance: 0...10 % of the full scale value) 0.6...60 s adjustable on energisation delay (tolerance: 0...10 % of the full scale value) 1...10 s 10...100 h 6...60 s 0.1...1 s 1...10 min 6...60 min 1...10 h 10...100 h 6...60 s 6...60 min 1...10 h 1...10 s 1...10 min 0.1...1 s 1...10 s 1...10 h 0.1...1 s 6...60 s 6...60 min 1...10 min 10...100 h 6...60 s 6...60 min 1...10 min 0.1...1 s 1...10 h 10...100 h 1...10 s 1...10 s 6...60 s 6...60 min 1...10 h 10...100 h 1...10 min 0.1...1 s 1...10 min 10...100 h 0.1...1 s 6...60 s 6...60 min 1...10 s 1...10 h 10...100 h 1...10 min 6...60 min 1...10 s 6...60 s 1...10 h 0.1...1 s 6...60 s 1...10 h 1...10 min 6...60 min 0.1...1 s 1...10 s 10...100 h 10...100 h 0.1...1 s 6...60 min 1...10 s 1...10 min 6...60 s 1...10 h 6...60 min 1...10 h 6...60 s 1...10 s 10...100 h 0.1...1 s 1...10 min 1...10 h 1...10 s 0.1...1 s 6...60 min 1...10 min 10...100 h 6...60 s 6...60 min 1...10 min 1...10 s 1...10 h 6...60 s 0.1...1 s 1...10 s 6...60 s 10...100 h 1...10 min 1...10 h 0.1...1 s 6...60 min 6...60 min 1...10 h 0.1...1 s 1...10 s 1...10 min 10...100 h 6...60 s 1...10 h 0.1...1 s 6...60 s 10...100 h 6...60 min 1...10 s 1...10 min 6...60 min 6...60 s 1...10 min 1...10 h 0.1...1 s 10...100 h 1...10 s 6...60 s 1...10 min 0.1...1 s 1...10 h 1...10 s 6...60 min 10...100 h 0.5...30 s 5...300 s 0.2...12 min 0.5...30 h 2...120 s 0.05...3 s 0.2...12 s 0.02...1.2 s 2...120 min 5...300 min 0.5...30 min 5...300 h 2...120 h 0.2...12 h 5...300 h 2...120 min 0.5...30 h 0.2...12 h 0.2...12 min 0.2...12 s 0.5...30 min 2...120 h 2...120 s 0.02...1.2 s 0.5...30 s 5...300 s 0.05...3 s 5...300 min 2...120 h 5...300 min 0.2...12 min 2...120 s 0.2...12 h 0.02...1.2 s 0.5...30 h 0.2...12 s 5...300 h 0.5...30 s 0.05...3 s 5...300 s 2...120 min 0.5...30 min 0.2...12 min 5...300 s 0.02...1.2 s 0.5...30 min 5...300 h 0.2...12 h 0.2...12 s 0.5...30 s 2...120 s 0.05...3 s 2...120 min 5...300 min 0.5...30 h 2...120 h 10...100 h 0.1...1 s 1...10 s 6...60 min 1...10 h 1...10 min 6...60 s 1...10 s 1...10 min 6...60 min 0.1...1 s 1...10 h 10...100 h 6...60 s 10...100 h 6...60 min 0.1...1 s 1...10 h 1...10 min 6...60 s 1...10 s 10...100 h 6...60 s 6...60 min 1...10 min 0.1...1 s 1...10 s 1...10 h 10...100 h 1...10 min 1...10 h 0.1...1 s 6...60 min 6...60 s 1...10 s 10...100 h 6...60 min 1...10 h 0.1...1 s 6...60 s 1...10 s 1...10 min 10...100 h 6...60 s 6...60 min 1...10 s 1...10 h 1...10 min 0.1...1 s 6...60 s 1...10 s 1...10 h 1...10 min 6...60 min 10...100 h 0.1...1 s 1...10 min 10...100 h 6...60 s 0.1...1 s 1...10 h 6...60 min 1...10 s 6...60 s 1...10 s 6...60 min 1...10 min 0.1...1 s 10...100 h 1...10 h 1.25...24 s 2...40 min 12.5...240 s 0.2...3 s 15...300 s 1.5...30 s 1.25...24 s 12.5...240 s 2...40 min 15...300 s 0.2...3 s 1.5...30 s 12.5...240 s 2...40 min 1.25...24 s 1.25...24 s 2...40 min 12.5...240 s 12.5...240 s 1.25...24 s 2...40 min 1.25...24 s 12.5...240 s 2...40 min 1.25...24 s 12.5...240 s 2...40 min 0.2...3 s 1.5...30 s 15...300 s 1.5...30 s 15...300 s 0.2...3 s 0.2...3 s 1.5...30 s 15...300 s 15...300 s 1.5...30 s 0.2...3 s 0.2...3 s 1.5...30 s 15...300 s 15...300 s 1.5...30 s 0.2...3 s 15...300 s 0.2...3 s 1.5...30 s 0.2...3 s 1.5...30 s 15...300 s 1.5...30 s 0.2...3 s 15...300 s 0.2...3 s 15...300 s 1.5...30 s 1.5...30 s 0.2...3 s 15...300 s 0.2...3 s 15...300 s 1.5...30 s 15...300 s 1.5...30 s 0.2...3 s 2...40 min 12.5...240 s 1.25...24 s 1.25...24 s 12.5...240 s 2...40 min 2...40 min 12.5...240 s 1.25...24 s 1.25...24 s 2...40 min 12.5...240 s 12.5...240 s 2...40 min 1.25...24 s 15...300 s 0.2...3 s 1.5...30 s 1.5...30 s 15...300 s 0.2...3 s 0.2...3 s 15...300 s 1.5...30 s 15...300 s 0.2...3 s 1.5...30 s 0.2...3 s 1.5...30 s 15...300 s 0.2...3 s 1.5...30 s 15...300 s 0.2...3 s 15...300 s 1.5...30 s 15...300 s 1.5...30 s 0.2...3 s 0.2...3 s 15...300 s 1.5...30 s 0.2...3 s 15...300 s 1.5...30 s 0.2...3 s 1.5...30 s 15...300 s 0.1...10 s adjustable delay 0.1...10 s adjustable delay 0.05 s...300 h 0.05 s...300 h 0.05 s...10 min 0.05 s...10 min 0.05 s...300 h 0.05 s...300 h 0.05 s...300 h 0.05 s...300 h 0.1...10 s 3...300 s 0.3...30 s
| time delay type | Adjustable 1...60 s, +/- 10 % Ti on energisation Fixed 0.3 s reset on terminal Y2 Adjustable 0.1...10 s, +/- 10 % Tt on crossing the threshold Adjustable 0.1...10 s, +/- 10 % on crossing the threshold Without Adjustable 0.1...30 s, +/- 10 % of the full scale value on crossing the threshold Tt Adjustable 0.1...30 s, +/- 10 % of the full scale value on crossing the threshold Tt Adjustable 0.1...30 s, +/- 10 % of the full scale value on crossing the threshold Tt Without Without Adjustable 0.1...30 s, +/- 10 % of the full scale value on crossing the threshold Tt Adjustable 0.1...30 s, +/- 10 % of the full scale value on crossing the threshold Tt Without Adjustable 0.1...30 s, +/- 10 % of the full scale value on crossing the threshold Tt Adjustable 0.1...30 s, +/- 10 % of the full scale value on crossing the threshold Tt Without Without Without Without Without Adjustable 0.1...30 s, +/- 10 % of the full scale value on crossing the threshold Tt Adjustable 0.1...30 s, +/- 10 % of the full scale value on crossing the threshold Tt Adjustable 0.1...30 s, +/- 10 % of the full scale value on crossing the threshold Tt Adjustable 0.1...30 s, +/- 10 % of the full scale value on crossing the threshold Tt Adjustable 0.1...30 s, +/- 10 % of the full scale value on crossing the threshold Tt Adjustable 0.1...30 s, +/- 10 % of the full scale value on crossing the threshold Tt On-delay 0.1 s...60 min Off-delay 0.1 s...60 min A C H Li L D A B H Ac At Ht Di C Bw At A B C H Ht L Li Li L A Ht H Di At D B C H A C Ac Ht D Bw Di B At C A B At D Ht Bw Di H Ac At Di Ht H C Ac A D B Bw D B At Bw Ac A Di Ht C H Ah Tl N Tt Ad Pt O W P B Di A C A H1 A2 A1 H2 Li L A A A A A A A A A A Off-delay Off-delay On-delay On-delay Off-delay Off-delay Off-delay Off-delay Off-delay Off-delay Off-delay Off-delay Off-delay Off-delay Off-delay Off-delay Off-delay Off-delay Off-delay Off-delay Off-delay Off-delay On-delay On-delay On-delay On-delay On-delay On-delay On-delay On-delay On-delay On-delay On-delay On-delay On-delay On-delay On-delay On-delay A A K K D A Di Qt W Qg H C Di D W C A H L Lt Li Qt A A A
| utilisation category | AC-12 conforming to IEC 60947-5-1 AC-13 conforming to IEC 60947-5-1 AC-14 conforming to IEC 60947-5-1 AC-15 conforming to IEC 60947-5-1 DC-12 conforming to IEC 60947-5-1 DC-13 conforming to IEC 60947-5-1 DC-14 conforming to IEC 60947-5-1 AC-12 conforming to IEC 60947-5-1 AC-13 conforming to IEC 60947-5-1 AC-14 conforming to IEC 60947-5-1 AC-15 conforming to IEC 60947-5-1 DC-12 conforming to IEC 60947-5-1 DC-13 conforming to IEC 60947-5-1 DC-14 conforming to IEC 60947-5-1 AC-12 conforming to IEC 60947-5-1 AC-13 conforming to IEC 60947-5-1 AC-14 conforming to IEC 60947-5-1 AC-15 conforming to IEC 60947-5-1 DC-12 conforming to IEC 60947-5-1 DC-13 conforming to IEC 60947-5-1 DC-14 conforming to IEC 60947-5-1 AC-1 conforming to IEC 60947-5-1 AC-15 conforming to IEC 60947-5-1 DC-1 conforming to IEC 60947-5-1 DC-13 conforming to IEC 60947-5-1 AC-12 conforming to IEC 60947-5-1 AC-13 conforming to IEC 60947-5-1 AC-14 conforming to IEC 60947-5-1 AC-15 conforming to IEC 60947-5-1 DC-12 conforming to IEC 60947-5-1 DC-13 conforming to IEC 60947-5-1 DC-14 conforming to IEC 60947-5-1 AC-12 conforming to IEC 60947-5-1 AC-13 conforming to IEC 60947-5-1 AC-14 conforming to IEC 60947-5-1 AC-15 conforming to IEC 60947-5-1 DC-12 conforming to IEC 60947-5-1 DC-13 conforming to IEC 60947-5-1 DC-14 conforming to IEC 60947-5-1 AC-12 conforming to IEC 60947-5-1 AC-13 conforming to IEC 60947-5-1 AC-14 conforming to IEC 60947-5-1 AC-15 conforming to IEC 60947-5-1 DC-12 conforming to IEC 60947-5-1 DC-13 conforming to IEC 60947-5-1 DC-14 conforming to IEC 60947-5-1 AC-12 conforming to IEC 60947-5-1 AC-13 conforming to IEC 60947-5-1 AC-14 conforming to IEC 60947-5-1 AC-15 conforming to IEC 60947-5-1 DC-12 conforming to IEC 60947-5-1 DC-13 conforming to IEC 60947-5-1 DC-14 conforming to IEC 60947-5-1 AC-12 conforming to IEC 60947-5-1 AC-13 conforming to IEC 60947-5-1 AC-14 conforming to IEC 60947-5-1 AC-15 conforming to IEC 60947-5-1 DC-12 conforming to IEC 60947-5-1 DC-13 conforming to IEC 60947-5-1 DC-14 conforming to IEC 60947-5-1 AC-12 conforming to IEC 60947-5-1 AC-13 conforming to IEC 60947-5-1 AC-14 conforming to IEC 60947-5-1 AC-15 conforming to IEC 60947-5-1 DC-12 conforming to IEC 60947-5-1 DC-13 conforming to IEC 60947-5-1 DC-14 conforming to IEC 60947-5-1 AC-12 conforming to IEC 60947-5-1 AC-13 conforming to IEC 60947-5-1 AC-14 conforming to IEC 60947-5-1 AC-15 conforming to IEC 60947-5-1 DC-12 conforming to IEC 60947-5-1 DC-13 conforming to IEC 60947-5-1 DC-14 conforming to IEC 60947-5-1 AC-12 conforming to IEC 60947-5-1 AC-13 conforming to IEC 60947-5-1 AC-14 conforming to IEC 60947-5-1 AC-15 conforming to IEC 60947-5-1 DC-12 conforming to IEC 60947-5-1 DC-13 conforming to IEC 60947-5-1 AC-12 conforming to IEC 60947-5-1 AC-13 conforming to IEC 60947-5-1 AC-14 conforming to IEC 60947-5-1 AC-15 conforming to IEC 60947-5-1 DC-12 conforming to IEC 60947-5-1 DC-13 conforming to IEC 60947-5-1 DC-14 conforming to IEC 60947-5-1 AC-12 conforming to IEC 60947-5-1 AC-13 conforming to IEC 60947-5-1 AC-14 conforming to IEC 60947-5-1 AC-15 conforming to IEC 60947-5-1 DC-12 conforming to IEC 60947-5-1 DC-13 conforming to IEC 60947-5-1 DC-14 conforming to IEC 60947-5-1 AC-12 conforming to IEC 60947-5-1 AC-13 conforming to IEC 60947-5-1 AC-14 conforming to IEC 60947-5-1 AC-15 conforming to IEC 60947-5-1 DC-12 conforming to IEC 60947-5-1 DC-13 conforming to IEC 60947-5-1 DC-14 conforming to IEC 60947-5-1 AC-12 conforming to IEC 60947-5-1 AC-13 conforming to IEC 60947-5-1 AC-14 conforming to IEC 60947-5-1 AC-15 conforming to IEC 60947-5-1 DC-12 conforming to IEC 60947-5-1 DC-13 conforming to IEC 60947-5-1 AC-12 conforming to IEC 60947-5-1 AC-13 conforming to IEC 60947-5-1 AC-14 conforming to IEC 60947-5-1 AC-15 conforming to IEC 60947-5-1 DC-12 conforming to IEC 60947-5-1 DC-13 conforming to IEC 60947-5-1 AC-12 conforming to IEC 60947-5-1 AC-13 conforming to IEC 60947-5-1 AC-14 conforming to IEC 60947-5-1 AC-15 conforming to IEC 60947-5-1 DC-12 conforming to IEC 60947-5-1 DC-13 conforming to IEC 60947-5-1 DC-14 conforming to IEC 60947-5-1 AC-12 conforming to IEC 60947-5-1 AC-13 conforming to IEC 60947-5-1 AC-14 conforming to IEC 60947-5-1 AC-15 conforming to IEC 60947-5-1 DC-12 conforming to IEC 60947-5-1 DC-13 conforming to IEC 60947-5-1 DC-14 conforming to IEC 60947-5-1 AC-12 conforming to IEC 60947-5-1 AC-13 conforming to IEC 60947-5-1 AC-14 conforming to IEC 60947-5-1 AC-15 conforming to IEC 60947-5-1 DC-12 conforming to IEC 60947-5-1 DC-13 conforming to IEC 60947-5-1 DC-14 conforming to IEC 60947-5-1 AC-12 conforming to IEC 60947-5-1 AC-13 conforming to IEC 60947-5-1 AC-14 conforming to IEC 60947-5-1 AC-15 conforming to IEC 60947-5-1 DC-12 conforming to IEC 60947-5-1 DC-13 conforming to IEC 60947-5-1 DC-14 conforming to IEC 60947-5-1 AC-12 conforming to IEC 60947-5-1 AC-13 conforming to IEC 60947-5-1 AC-14 conforming to IEC 60947-5-1 AC-15 conforming to IEC 60947-5-1 DC-12 conforming to IEC 60947-5-1 DC-13 conforming to IEC 60947-5-1 DC-14 conforming to IEC 60947-5-1 AC-12 conforming to IEC 60947-5-1 AC-13 conforming to IEC 60947-5-1 AC-14 conforming to IEC 60947-5-1 AC-15 conforming to IEC 60947-5-1 DC-12 conforming to IEC 60947-5-1 DC-13 conforming to IEC 60947-5-1 DC-14 conforming to IEC 60947-5-1
| voltage range | 0.85...1.1 Us AC 0.9...1.1 Us DC 0.85...1.1 Us AC 0.9...1.1 Us DC 0.85...1.1 Us AC 0.9...1.1 Us DC 0.85...1.1 Us AC 0.9...1.1 Us DC
| width | 17.5 mm 17.5 mm 17.5 mm 17.5 mm 17.5 mm 17.5 mm 17.5 mm 17.5 mm 17.5 mm 17.5 mm 17.5 mm 17.5 mm 17.5 mm 17.5 mm 17.5 mm 17.5 mm 17.5 mm
Offer Sustainability | China RoHS Regulation | China RoHS declaration China RoHS declaration China RoHS declaration China RoHS declaration China RoHS declaration China RoHS declaration China RoHS declaration China RoHS declaration China RoHS declaration China RoHS declaration China RoHS declaration China RoHS declaration China RoHS declaration China RoHS declaration China RoHS declaration China RoHS declaration China RoHS declaration China RoHS declaration China RoHS declaration China RoHS declaration China RoHS declaration China RoHS declaration China RoHS declaration China RoHS declaration China RoHS declaration China RoHS declaration China RoHS declaration China RoHS declaration China RoHS declaration China RoHS declaration China RoHS declaration China RoHS declaration China RoHS declaration China RoHS declaration China RoHS declaration China RoHS declaration China RoHS declaration China RoHS declaration China RoHS declaration China RoHS declaration China RoHS declaration China RoHS declaration China RoHS declaration China RoHS declaration China RoHS declaration China RoHS declaration China RoHS declaration China RoHS declaration China RoHS declaration China RoHS declaration China RoHS declaration China RoHS declaration China RoHS declaration China RoHS declaration China RoHS declaration China RoHS declaration China RoHS declaration China RoHS declaration China RoHS declaration China RoHS declaration China RoHS declaration China RoHS declaration China RoHS declaration China RoHS declaration China RoHS declaration China RoHS declaration China RoHS declaration China RoHS declaration China RoHS declaration China RoHS declaration China RoHS declaration China RoHS declaration China RoHS declaration China RoHS declaration China RoHS declaration China RoHS declaration China RoHS declaration China RoHS declaration China RoHS declaration China RoHS declaration China RoHS declaration China RoHS declaration China RoHS declaration China RoHS declaration China RoHS declaration China RoHS declaration China RoHS declaration China RoHS declaration China RoHS declaration China RoHS declaration China RoHS declaration China RoHS declaration China RoHS declaration China RoHS declaration China RoHS declaration China RoHS declaration China RoHS declaration China RoHS declaration China RoHS declaration China RoHS declaration China RoHS declaration China RoHS declaration China RoHS declaration China RoHS declaration China RoHS declaration China RoHS declaration China RoHS declaration China RoHS declaration China RoHS declaration China RoHS declaration China RoHS declaration China RoHS declaration China RoHS declaration China RoHS declaration China RoHS declaration China RoHS declaration China RoHS declaration China RoHS declaration China RoHS declaration China RoHS declaration China RoHS declaration China RoHS declaration China RoHS declaration China RoHS declaration China RoHS declaration China RoHS declaration China RoHS declaration China RoHS declaration China RoHS declaration China RoHS declaration China RoHS declaration China RoHS declaration China RoHS declaration China RoHS declaration China RoHS declaration China RoHS declaration China RoHS declaration China RoHS declaration China RoHS declaration China RoHS declaration China RoHS declaration China RoHS declaration China RoHS declaration China RoHS declaration China RoHS declaration China RoHS declaration China RoHS declaration China RoHS declaration China RoHS declaration China RoHS declaration China RoHS declaration China RoHS declaration China RoHS declaration China RoHS declaration China RoHS declaration China RoHS declaration China RoHS declaration China RoHS declaration China RoHS declaration China RoHS declaration China RoHS declaration China RoHS declaration China RoHS declaration China RoHS declaration China RoHS declaration China RoHS declaration China RoHS declaration China RoHS declaration China RoHS declaration China RoHS declaration China RoHS declaration China RoHS declaration China RoHS declaration China RoHS declaration China RoHS declaration China RoHS declaration China RoHS declaration China RoHS declaration China RoHS declaration China RoHS declaration China RoHS declaration China RoHS declaration China RoHS declaration China RoHS declaration China RoHS declaration China RoHS declaration China RoHS declaration China RoHS declaration China RoHS declaration China RoHS declaration China RoHS declaration China RoHS declaration China RoHS declaration China RoHS declaration China RoHS declaration China RoHS declaration China RoHS declaration China RoHS declaration China RoHS declaration China RoHS declaration China RoHS declaration China RoHS declaration China RoHS declaration China RoHS declaration China RoHS declaration China RoHS declaration China RoHS declaration China RoHS declaration China RoHS declaration China RoHS declaration China RoHS declaration China RoHS declaration China RoHS declaration China RoHS declaration China RoHS declaration China RoHS declaration China RoHS declaration China RoHS declaration China RoHS declaration China RoHS declaration China RoHS declaration China RoHS declaration China RoHS declaration China RoHS declaration China RoHS declaration China RoHS declaration China RoHS declaration China RoHS declaration China RoHS declaration China RoHS declaration China RoHS declaration China RoHS declaration China RoHS declaration China RoHS declaration China RoHS declaration China RoHS declaration China RoHS declaration China RoHS declaration China RoHS declaration China RoHS declaration China RoHS declaration China RoHS declaration China RoHS declaration China RoHS declaration China RoHS declaration China RoHS declaration China RoHS declaration China RoHS declaration China RoHS declaration China RoHS declaration China RoHS declaration China RoHS declaration China RoHS declaration China RoHS declaration China RoHS declaration China RoHS declaration China RoHS declaration China RoHS declaration China RoHS declaration China RoHS declaration China RoHS declaration China RoHS declaration China RoHS declaration China RoHS declaration China RoHS declaration China RoHS declaration China RoHS declaration China RoHS declaration China RoHS declaration China RoHS declaration China RoHS declaration China RoHS declaration China RoHS declaration China RoHS declaration China RoHS declaration China RoHS declaration China RoHS declaration China RoHS declaration China RoHS declaration China RoHS declaration China RoHS declaration China RoHS declaration China RoHS declaration China RoHS declaration China RoHS declaration China RoHS declaration China RoHS declaration China RoHS declaration China RoHS declaration China RoHS declaration China RoHS declaration China RoHS declaration China RoHS declaration China RoHS declaration China RoHS declaration China RoHS declaration China RoHS declaration China RoHS declaration China RoHS declaration China RoHS declaration China RoHS declaration China RoHS declaration China RoHS declaration China RoHS declaration China RoHS declaration China RoHS declaration China RoHS declaration China RoHS declaration China RoHS declaration China RoHS declaration China RoHS declaration China RoHS declaration China RoHS declaration China RoHS declaration China RoHS declaration China RoHS declaration China RoHS declaration China RoHS declaration China RoHS declaration China RoHS declaration China RoHS declaration China RoHS declaration China RoHS declaration China RoHS declaration China RoHS declaration China RoHS declaration China RoHS declaration China RoHS declaration China RoHS declaration China RoHS declaration China RoHS declaration China RoHS declaration China RoHS declaration China RoHS declaration China RoHS declaration China RoHS declaration China RoHS declaration China RoHS declaration China RoHS declaration China RoHS declaration China RoHS declaration China RoHS declaration China RoHS declaration China RoHS declaration China RoHS declaration China RoHS declaration China RoHS declaration China RoHS declaration China RoHS declaration China RoHS declaration China RoHS declaration China RoHS declaration China RoHS declaration China RoHS declaration China RoHS declaration China RoHS declaration China RoHS declaration China RoHS declaration China RoHS declaration China RoHS declaration China RoHS declaration China RoHS declaration China RoHS declaration China RoHS declaration China RoHS declaration China RoHS declaration China RoHS declaration China RoHS declaration China RoHS declaration China RoHS declaration China RoHS declaration China RoHS declaration China RoHS declaration China RoHS declaration China RoHS declaration China RoHS declaration China RoHS declaration China RoHS declaration China RoHS declaration China RoHS declaration China RoHS declaration China RoHS declaration China RoHS declaration China RoHS declaration China RoHS declaration China RoHS declaration China RoHS declaration China RoHS declaration China RoHS declaration China RoHS declaration China RoHS declaration China RoHS declaration China RoHS declaration China RoHS declaration China RoHS declaration China RoHS declaration China RoHS declaration China RoHS declaration China RoHS declaration China RoHS declaration China RoHS declaration China RoHS declaration China RoHS declaration China RoHS declaration China RoHS declaration China RoHS declaration China RoHS declaration China RoHS declaration China RoHS declaration China RoHS declaration China RoHS declaration China RoHS declaration China RoHS declaration China RoHS declaration China RoHS declaration China RoHS declaration China RoHS declaration China RoHS declaration China RoHS declaration China RoHS declaration China RoHS declaration China RoHS declaration China RoHS declaration China RoHS declaration China RoHS declaration China RoHS declaration China RoHS declaration China RoHS declaration China RoHS declaration China RoHS declaration China RoHS declaration China RoHS declaration China RoHS declaration China RoHS declaration China RoHS declaration China RoHS declaration China RoHS declaration China RoHS declaration China RoHS declaration China RoHS declaration China RoHS declaration China RoHS declaration China RoHS declaration China RoHS declaration China RoHS declaration China RoHS declaration China RoHS declaration China RoHS declaration China RoHS declaration China RoHS declaration China RoHS declaration China RoHS declaration China RoHS declaration China RoHS declaration China RoHS declaration China RoHS declaration China RoHS declaration China RoHS declaration China RoHS declaration China RoHS declaration China RoHS declaration China RoHS declaration China RoHS declaration China RoHS declaration China RoHS declaration China RoHS declaration China RoHS declaration China RoHS declaration China RoHS declaration China RoHS declaration China RoHS declaration China RoHS declaration China RoHS declaration China RoHS declaration China RoHS declaration China RoHS declaration China RoHS declaration China RoHS declaration China RoHS declaration China RoHS declaration China RoHS declaration China RoHS declaration China RoHS declaration China RoHS declaration China RoHS declaration China RoHS declaration China RoHS declaration China RoHS declaration China RoHS declaration China RoHS declaration China RoHS declaration China RoHS declaration China RoHS declaration China RoHS declaration China RoHS declaration China RoHS declaration China RoHS declaration China RoHS declaration China RoHS declaration China RoHS declaration China RoHS declaration China RoHS declaration China RoHS declaration China RoHS declaration China RoHS declaration China RoHS declaration China RoHS declaration China RoHS declaration China RoHS declaration China RoHS declaration China RoHS declaration China RoHS declaration China RoHS declaration China RoHS declaration China RoHS declaration China RoHS declaration China RoHS declaration China RoHS declaration China RoHS declaration China RoHS declaration China RoHS declaration China RoHS declaration China RoHS declaration China RoHS declaration China RoHS declaration China RoHS declaration China RoHS declaration China RoHS declaration
| Circularity Profile | End of Life Information End of Life Information End of Life Information End of Life Information End of Life Information End of Life Information End of Life Information End of Life Information End of Life Information End of Life Information End of Life Information End of Life Information End of Life Information End of Life Information End of Life Information End of Life Information End of Life Information End of Life Information End of Life Information End of Life Information End of Life Information End of Life Information End of Life Information End of Life Information End of Life Information End of Life Information End of Life Information End of Life Information End of Life Information End of Life Information End of Life Information End of Life Information End of Life Information End of Life Information End of Life Information End of Life Information End of Life Information End of Life Information End of Life Information End of Life Information End of Life Information End of Life Information End of Life Information End of Life Information End of Life Information End of Life Information End of Life Information End of Life Information End of Life Information End of Life Information End of Life Information End of Life Information End of Life Information End of Life Information End of Life Information End of Life Information End of Life Information End of Life Information End of Life Information End of Life Information End of Life Information End of Life Information End of Life Information End of Life Information End of Life Information End of Life Information End of Life Information End of Life Information End of Life Information End of Life Information End of Life Information End of Life Information End of Life Information End of Life Information End of Life Information End of Life Information End of Life Information End of Life Information End of Life Information End of Life Information End of Life Information End of Life Information End of Life Information End of Life Information End of Life Information End of Life Information End of Life Information End of Life Information End of Life Information End of Life Information End of Life Information End of Life Information End of Life Information End of Life Information End of Life Information End of Life Information End of Life Information End of Life Information End of Life Information End of Life Information End of Life Information End of Life Information End of Life Information End of Life Information End of Life Information End of Life Information End of Life Information End of Life Information End of Life Information End of Life Information End of Life Information End of Life Information End of Life Information End of Life Information End of Life Information End of Life Information End of Life Information End of Life Information End of Life Information End of Life Information End of Life Information End of Life Information End of Life Information End of Life Information End of Life Information End of Life Information End of Life Information End of Life Information End of Life Information End of Life Information End of Life Information End of Life Information End of Life Information End of Life Information End of Life Information End of Life Information End of Life Information End of Life Information End of Life Information End of Life Information End of Life Information End of Life Information End of Life Information End of Life Information End of Life Information End of Life Information End of Life Information End of Life Information End of Life Information End of Life Information End of Life Information End of Life Information End of Life Information End of Life Information End of Life Information End of Life Information End of Life Information End of Life Information End of Life Information End of Life Information End of Life Information End of Life Information End of Life Information End of Life Information End of Life Information End of Life Information End of Life Information
| EU RoHS Directive | Pro-active compliance (Product out of EU RoHS legal scope) EU RoHS Declaration Pro-active compliance (Product out of EU RoHS legal scope) EU RoHS Declaration Pro-active compliance (Product out of EU RoHS legal scope) EU RoHS Declaration Pro-active compliance (Product out of EU RoHS legal scope) EU RoHS Declaration Pro-active compliance (Product out of EU RoHS legal scope) EU RoHS Declaration Pro-active compliance (Product out of EU RoHS legal scope) EU RoHS Declaration Pro-active compliance (Product out of EU RoHS legal scope) EU RoHS Declaration Pro-active compliance (Product out of EU RoHS legal scope) EU RoHS Declaration Pro-active compliance (Product out of EU RoHS legal scope) EU RoHS Declaration Pro-active compliance (Product out of EU RoHS legal scope) EU RoHS Declaration Pro-active compliance (Product out of EU RoHS legal scope) EU RoHS Declaration Pro-active compliance (Product out of EU RoHS legal scope) EU RoHS Declaration Pro-active compliance (Product out of EU RoHS legal scope) EU RoHS Declaration Pro-active compliance (Product out of EU RoHS legal scope) EU RoHS Declaration Pro-active compliance (Product out of EU RoHS legal scope) EU RoHS Declaration Pro-active compliance (Product out of EU RoHS legal scope) EU RoHS Declaration Pro-active compliance (Product out of EU RoHS legal scope) EU RoHS Declaration Pro-active compliance (Product out of EU RoHS legal scope) EU RoHS Declaration Pro-active compliance (Product out of EU RoHS legal scope) EU RoHS Declaration Pro-active compliance (Product out of EU RoHS legal scope) EU RoHS Declaration Pro-active compliance (Product out of EU RoHS legal scope) EU RoHS Declaration Pro-active compliance (Product out of EU RoHS legal scope) EU RoHS Declaration Pro-active compliance (Product out of EU RoHS legal scope) EU RoHS Declaration Pro-active compliance (Product out of EU RoHS legal scope) EU RoHS Declaration Pro-active compliance (Product out of EU RoHS legal scope) EU RoHS Declaration Pro-active compliance (Product out of EU RoHS legal scope) EU RoHS Declaration Pro-active compliance (Product out of EU RoHS legal scope) EU RoHS Declaration Pro-active compliance (Product out of EU RoHS legal scope) EU RoHS Declaration Pro-active compliance (Product out of EU RoHS legal scope) EU RoHS Declaration Pro-active compliance (Product out of EU RoHS legal scope) EU RoHS Declaration Pro-active compliance (Product out of EU RoHS legal scope) EU RoHS Declaration Pro-active compliance (Product out of EU RoHS legal scope) EU RoHS Declaration Pro-active compliance (Product out of EU RoHS legal scope) EU RoHS Declaration Pro-active compliance (Product out of EU RoHS legal scope) EU RoHS Declaration Pro-active compliance (Product out of EU RoHS legal scope) EU RoHS Declaration Pro-active compliance (Product out of EU RoHS legal scope) EU RoHS Declaration Pro-active compliance (Product out of EU RoHS legal scope) EU RoHS Declaration Pro-active compliance (Product out of EU RoHS legal scope) EU RoHS Declaration Pro-active compliance (Product out of EU RoHS legal scope) EU RoHS Declaration Pro-active compliance (Product out of EU RoHS legal scope) EU RoHS Declaration Pro-active compliance (Product out of EU RoHS legal scope) EU RoHS Declaration Pro-active compliance (Product out of EU RoHS legal scope) EU RoHS Declaration Pro-active compliance (Product out of EU RoHS legal scope) EU RoHS Declaration Pro-active compliance (Product out of EU RoHS legal scope) EU RoHS Declaration Pro-active compliance (Product out of EU RoHS legal scope) EU RoHS Declaration Pro-active compliance (Product out of EU RoHS legal scope) EU RoHS Declaration Pro-active compliance (Product out of EU RoHS legal scope) EU RoHS Declaration Pro-active compliance (Product out of EU RoHS legal scope) EU RoHS Declaration Pro-active compliance (Product out of EU RoHS legal scope) EU RoHS Declaration Pro-active compliance (Product out of EU RoHS legal scope) EU RoHS Declaration Pro-active compliance (Product out of EU RoHS legal scope) EU RoHS Declaration Pro-active compliance (Product out of EU RoHS legal scope) EU RoHS Declaration Pro-active compliance (Product out of EU RoHS legal scope) EU RoHS Declaration Pro-active compliance (Product out of EU RoHS legal scope) EU RoHS Declaration Pro-active compliance (Product out of EU RoHS legal scope) EU RoHS Declaration Pro-active compliance (Product out of EU RoHS legal scope) EU RoHS Declaration Pro-active compliance (Product out of EU RoHS legal scope) EU RoHS Declaration Pro-active compliance (Product out of EU RoHS legal scope) EU RoHS Declaration Pro-active compliance (Product out of EU RoHS legal scope) EU RoHS Declaration Pro-active compliance (Product out of EU RoHS legal scope) EU RoHS Declaration Pro-active compliance (Product out of EU RoHS legal scope) EU RoHS Declaration Pro-active compliance (Product out of EU RoHS legal scope) EU RoHS Declaration Pro-active compliance (Product out of EU RoHS legal scope) EU RoHS Declaration Pro-active compliance (Product out of EU RoHS legal scope) EU RoHS Declaration Pro-active compliance (Product out of EU RoHS legal scope) EU RoHS Declaration Pro-active compliance (Product out of EU RoHS legal scope) EU RoHS Declaration Pro-active compliance (Product out of EU RoHS legal scope) EU RoHS Declaration Pro-active compliance (Product out of EU RoHS legal scope) EU RoHS Declaration Pro-active compliance (Product out of EU RoHS legal scope) EU RoHS Declaration Pro-active compliance (Product out of EU RoHS legal scope) EU RoHS Declaration Pro-active compliance (Product out of EU RoHS legal scope) EU RoHS Declaration Pro-active compliance (Product out of EU RoHS legal scope) EU RoHS Declaration Pro-active compliance (Product out of EU RoHS legal scope) EU RoHS Declaration Pro-active compliance (Product out of EU RoHS legal scope) EU RoHS Declaration Pro-active compliance (Product out of EU RoHS legal scope) EU RoHS Declaration Pro-active compliance (Product out of EU RoHS legal scope) EU RoHS Declaration Pro-active compliance (Product out of EU RoHS legal scope) EU RoHS Declaration Pro-active compliance (Product out of EU RoHS legal scope) EU RoHS Declaration Pro-active compliance (Product out of EU RoHS legal scope) EU RoHS Declaration Pro-active compliance (Product out of EU RoHS legal scope) EU RoHS Declaration Pro-active compliance (Product out of EU RoHS legal scope) EU RoHS Declaration Pro-active compliance (Product out of EU RoHS legal scope) EU RoHS Declaration Pro-active compliance (Product out of EU RoHS legal scope) EU RoHS Declaration Pro-active compliance (Product out of EU RoHS legal scope) EU RoHS Declaration Pro-active compliance (Product out of EU RoHS legal scope) EU RoHS Declaration Pro-active compliance (Product out of EU RoHS legal scope) EU RoHS Declaration Pro-active compliance (Product out of EU RoHS legal scope) EU RoHS Declaration Pro-active compliance (Product out of EU RoHS legal scope) EU RoHS Declaration Pro-active compliance (Product out of EU RoHS legal scope) EU RoHS Declaration Pro-active compliance (Product out of EU RoHS legal scope) EU RoHS Declaration Pro-active compliance (Product out of EU RoHS legal scope) EU RoHS Declaration Pro-active compliance (Product out of EU RoHS legal scope) EU RoHS Declaration Pro-active compliance (Product out of EU RoHS legal scope) EU RoHS Declaration Pro-active compliance (Product out of EU RoHS legal scope) EU RoHS Declaration Pro-active compliance (Product out of EU RoHS legal scope) EU RoHS Declaration Pro-active compliance (Product out of EU RoHS legal scope) EU RoHS Declaration Pro-active compliance (Product out of EU RoHS legal scope) EU RoHS Declaration Pro-active compliance (Product out of EU RoHS legal scope) EU RoHS Declaration Pro-active compliance (Product out of EU RoHS legal scope) EU RoHS Declaration Pro-active compliance (Product out of EU RoHS legal scope) EU RoHS Declaration Pro-active compliance (Product out of EU RoHS legal scope) EU RoHS Declaration Pro-active compliance (Product out of EU RoHS legal scope) EU RoHS Declaration Pro-active compliance (Product out of EU RoHS legal scope) EU RoHS Declaration Pro-active compliance (Product out of EU RoHS legal scope) EU RoHS Declaration Pro-active compliance (Product out of EU RoHS legal scope) EU RoHS Declaration Pro-active compliance (Product out of EU RoHS legal scope) EU RoHS Declaration Pro-active compliance (Product out of EU RoHS legal scope) EU RoHS Declaration Pro-active compliance (Product out of EU RoHS legal scope) EU RoHS Declaration Pro-active compliance (Product out of EU RoHS legal scope) EU RoHS Declaration Pro-active compliance (Product out of EU RoHS legal scope) EU RoHS Declaration Pro-active compliance (Product out of EU RoHS legal scope) EU RoHS Declaration Pro-active compliance (Product out of EU RoHS legal scope) EU RoHS Declaration Pro-active compliance (Product out of EU RoHS legal scope) EU RoHS Declaration Pro-active compliance (Product out of EU RoHS legal scope) EU RoHS Declaration Pro-active compliance (Product out of EU RoHS legal scope) EU RoHS Declaration Pro-active compliance (Product out of EU RoHS legal scope) EU RoHS Declaration Pro-active compliance (Product out of EU RoHS legal scope) EU RoHS Declaration Pro-active compliance (Product out of EU RoHS legal scope) EU RoHS Declaration Pro-active compliance (Product out of EU RoHS legal scope) EU RoHS Declaration Pro-active compliance (Product out of EU RoHS legal scope) EU RoHS Declaration Pro-active compliance (Product out of EU RoHS legal scope) EU RoHS Declaration Pro-active compliance (Product out of EU RoHS legal scope) EU RoHS Declaration Pro-active compliance (Product out of EU RoHS legal scope) EU RoHS Declaration Pro-active compliance (Product out of EU RoHS legal scope) EU RoHS Declaration Pro-active compliance (Product out of EU RoHS legal scope) EU RoHS Declaration Pro-active compliance (Product out of EU RoHS legal scope) EU RoHS Declaration Pro-active compliance (Product out of EU RoHS legal scope) EU RoHS Declaration Pro-active compliance (Product out of EU RoHS legal scope) EU RoHS Declaration Pro-active compliance (Product out of EU RoHS legal scope) EU RoHS Declaration Pro-active compliance (Product out of EU RoHS legal scope) EU RoHS Declaration Pro-active compliance (Product out of EU RoHS legal scope) EU RoHS Declaration Pro-active compliance (Product out of EU RoHS legal scope) EU RoHS Declaration Pro-active compliance (Product out of EU RoHS legal scope) EU RoHS Declaration Pro-active compliance (Product out of EU RoHS legal scope) EU RoHS Declaration Pro-active compliance (Product out of EU RoHS legal scope) EU RoHS Declaration Pro-active compliance (Product out of EU RoHS legal scope) EU RoHS Declaration Pro-active compliance (Product out of EU RoHS legal scope) EU RoHS Declaration Pro-active compliance (Product out of EU RoHS legal scope) EU RoHS Declaration Pro-active compliance (Product out of EU RoHS legal scope) EU RoHS Declaration Pro-active compliance (Product out of EU RoHS legal scope) EU RoHS Declaration Pro-active compliance (Product out of EU RoHS legal scope) EU RoHS Declaration Pro-active compliance (Product out of EU RoHS legal scope) EU RoHS Declaration Pro-active compliance (Product out of EU RoHS legal scope) EU RoHS Declaration Pro-active compliance (Product out of EU RoHS legal scope) EU RoHS Declaration Pro-active compliance (Product out of EU RoHS legal scope) EU RoHS Declaration Pro-active compliance (Product out of EU RoHS legal scope) EU RoHS Declaration Pro-active compliance (Product out of EU RoHS legal scope) EU RoHS Declaration Pro-active compliance (Product out of EU RoHS legal scope) EU RoHS Declaration Pro-active compliance (Product out of EU RoHS legal scope) EU RoHS Declaration Pro-active compliance (Product out of EU RoHS legal scope) EU RoHS Declaration Pro-active compliance (Product out of EU RoHS legal scope) EU RoHS Declaration Pro-active compliance (Product out of EU RoHS legal scope) EU RoHS Declaration Pro-active compliance (Product out of EU RoHS legal scope) EU RoHS Declaration Pro-active compliance (Product out of EU RoHS legal scope) EU RoHS Declaration Pro-active compliance (Product out of EU RoHS legal scope) EU RoHS Declaration Pro-active compliance (Product out of EU RoHS legal scope) EU RoHS Declaration Pro-active compliance (Product out of EU RoHS legal scope) EU RoHS Declaration Pro-active compliance (Product out of EU RoHS legal scope) EU RoHS Declaration Pro-active compliance (Product out of EU RoHS legal scope) EU RoHS Declaration Pro-active compliance (Product out of EU RoHS legal scope) EU RoHS Declaration Pro-active compliance (Product out of EU RoHS legal scope) EU RoHS Declaration Pro-active compliance (Product out of EU RoHS legal scope) EU RoHS Declaration Pro-active compliance (Product out of EU RoHS legal scope) EU RoHS Declaration Pro-active compliance (Product out of EU RoHS legal scope) EU RoHS Declaration Pro-active compliance (Product out of EU RoHS legal scope) EU RoHS Declaration Pro-active compliance (Product out of EU RoHS legal scope) EU RoHS Declaration Pro-active compliance (Product out of EU RoHS legal scope) EU RoHS Declaration Pro-active compliance (Product out of EU RoHS legal scope) EU RoHS Declaration Pro-active compliance (Product out of EU RoHS legal scope) EU RoHS Declaration Pro-active compliance (Product out of EU RoHS legal scope) EU RoHS Declaration Pro-active compliance (Product out of EU RoHS legal scope) EU RoHS Declaration Pro-active compliance (Product out of EU RoHS legal scope) EU RoHS Declaration Pro-active compliance (Product out of EU RoHS legal scope) EU RoHS Declaration Pro-active compliance (Product out of EU RoHS legal scope) EU RoHS Declaration Pro-active compliance (Product out of EU RoHS legal scope) EU RoHS Declaration Pro-active compliance (Product out of EU RoHS legal scope) EU RoHS Declaration Pro-active compliance (Product out of EU RoHS legal scope) EU RoHS Declaration Pro-active compliance (Product out of EU RoHS legal scope) EU RoHS Declaration Pro-active compliance (Product out of EU RoHS legal scope) EU RoHS Declaration Pro-active compliance (Product out of EU RoHS legal scope) EU RoHS Declaration Pro-active compliance (Product out of EU RoHS legal scope) EU RoHS Declaration Pro-active compliance (Product out of EU RoHS legal scope) EU RoHS Declaration Pro-active compliance (Product out of EU RoHS legal scope) EU RoHS Declaration Pro-active compliance (Product out of EU RoHS legal scope) EU RoHS Declaration Pro-active compliance (Product out of EU RoHS legal scope) EU RoHS Declaration Pro-active compliance (Product out of EU RoHS legal scope) EU RoHS Declaration Pro-active compliance (Product out of EU RoHS legal scope) EU RoHS Declaration Pro-active compliance (Product out of EU RoHS legal scope) EU RoHS Declaration Pro-active compliance (Product out of EU RoHS legal scope) EU RoHS Declaration Pro-active compliance (Product out of EU RoHS legal scope) EU RoHS Declaration Pro-active compliance (Product out of EU RoHS legal scope) EU RoHS Declaration Pro-active compliance (Product out of EU RoHS legal scope) EU RoHS Declaration Pro-active compliance (Product out of EU RoHS legal scope) EU RoHS Declaration Pro-active compliance (Product out of EU RoHS legal scope) EU RoHS Declaration Pro-active compliance (Product out of EU RoHS legal scope) EU RoHS Declaration Pro-active compliance (Product out of EU RoHS legal scope) EU RoHS Declaration Pro-active compliance (Product out of EU RoHS legal scope) EU RoHS Declaration Pro-active compliance (Product out of EU RoHS legal scope) EU RoHS Declaration Pro-active compliance (Product out of EU RoHS legal scope) EU RoHS Declaration Pro-active compliance (Product out of EU RoHS legal scope) EU RoHS Declaration Pro-active compliance (Product out of EU RoHS legal scope) EU RoHS Declaration Pro-active compliance (Product out of EU RoHS legal scope) EU RoHS Declaration Pro-active compliance (Product out of EU RoHS legal scope) EU RoHS Declaration Pro-active compliance (Product out of EU RoHS legal scope) EU RoHS Declaration Pro-active compliance (Product out of EU RoHS legal scope) EU RoHS Declaration Pro-active compliance (Product out of EU RoHS legal scope) EU RoHS Declaration Pro-active compliance (Product out of EU RoHS legal scope) EU RoHS Declaration Pro-active compliance (Product out of EU RoHS legal scope) EU RoHS Declaration Pro-active compliance (Product out of EU RoHS legal scope) EU RoHS Declaration Pro-active compliance (Product out of EU RoHS legal scope) EU RoHS Declaration Pro-active compliance (Product out of EU RoHS legal scope) EU RoHS Declaration Pro-active compliance (Product out of EU RoHS legal scope) EU RoHS Declaration Pro-active compliance (Product out of EU RoHS legal scope) EU RoHS Declaration Pro-active compliance (Product out of EU RoHS legal scope) EU RoHS Declaration Pro-active compliance (Product out of EU RoHS legal scope) EU RoHS Declaration Pro-active compliance (Product out of EU RoHS legal scope) EU RoHS Declaration Pro-active compliance (Product out of EU RoHS legal scope) EU RoHS Declaration Pro-active compliance (Product out of EU RoHS legal scope) EU RoHS Declaration Pro-active compliance (Product out of EU RoHS legal scope) EU RoHS Declaration Pro-active compliance (Product out of EU RoHS legal scope) EU RoHS Declaration Pro-active compliance (Product out of EU RoHS legal scope) EU RoHS Declaration Pro-active compliance (Product out of EU RoHS legal scope) EU RoHS Declaration Pro-active compliance (Product out of EU RoHS legal scope) EU RoHS Declaration Pro-active compliance (Product out of EU RoHS legal scope) EU RoHS Declaration Pro-active compliance (Product out of EU RoHS legal scope) EU RoHS Declaration Pro-active compliance (Product out of EU RoHS legal scope) EU RoHS Declaration Pro-active compliance (Product out of EU RoHS legal scope) EU RoHS Declaration Pro-active compliance (Product out of EU RoHS legal scope) EU RoHS Declaration Pro-active compliance (Product out of EU RoHS legal scope) EU RoHS Declaration Pro-active compliance (Product out of EU RoHS legal scope) EU RoHS Declaration Pro-active compliance (Product out of EU RoHS legal scope) EU RoHS Declaration Pro-active compliance (Product out of EU RoHS legal scope) EU RoHS Declaration Pro-active compliance (Product out of EU RoHS legal scope) EU RoHS Declaration Pro-active compliance (Product out of EU RoHS legal scope) EU RoHS Declaration Pro-active compliance (Product out of EU RoHS legal scope) EU RoHS Declaration Pro-active compliance (Product out of EU RoHS legal scope) EU RoHS Declaration Pro-active compliance (Product out of EU RoHS legal scope) EU RoHS Declaration Pro-active compliance (Product out of EU RoHS legal scope) EU RoHS Declaration Pro-active compliance (Product out of EU RoHS legal scope) EU RoHS Declaration Pro-active compliance (Product out of EU RoHS legal scope) EU RoHS Declaration Pro-active compliance (Product out of EU RoHS legal scope) EU RoHS Declaration Pro-active compliance (Product out of EU RoHS legal scope) EU RoHS Declaration Pro-active compliance (Product out of EU RoHS legal scope) EU RoHS Declaration Pro-active compliance (Product out of EU RoHS legal scope) EU RoHS Declaration Pro-active compliance (Product out of EU RoHS legal scope) EU RoHS Declaration Pro-active compliance (Product out of EU RoHS legal scope) EU RoHS Declaration Pro-active compliance (Product out of EU RoHS legal scope) EU RoHS Declaration Pro-active compliance (Product out of EU RoHS legal scope) EU RoHS Declaration Pro-active compliance (Product out of EU RoHS legal scope) EU RoHS Declaration Pro-active compliance (Product out of EU RoHS legal scope) EU RoHS Declaration Pro-active compliance (Product out of EU RoHS legal scope) EU RoHS Declaration Pro-active compliance (Product out of EU RoHS legal scope) EU RoHS Declaration Pro-active compliance (Product out of EU RoHS legal scope) EU RoHS Declaration Pro-active compliance (Product out of EU RoHS legal scope) EU RoHS Declaration Pro-active compliance (Product out of EU RoHS legal scope) EU RoHS Declaration Pro-active compliance (Product out of EU RoHS legal scope) EU RoHS Declaration Pro-active compliance (Product out of EU RoHS legal scope) EU RoHS Declaration Pro-active compliance (Product out of EU RoHS legal scope) EU RoHS Declaration Pro-active compliance (Product out of EU RoHS legal scope) EU RoHS Declaration Pro-active compliance (Product out of EU RoHS legal scope) EU RoHS Declaration Pro-active compliance (Product out of EU RoHS legal scope) EU RoHS Declaration Pro-active compliance (Product out of EU RoHS legal scope) EU RoHS Declaration Pro-active compliance (Product out of EU RoHS legal scope) EU RoHS Declaration Pro-active compliance (Product out of EU RoHS legal scope) EU RoHS Declaration Pro-active compliance (Product out of EU RoHS legal scope) EU RoHS Declaration Pro-active compliance (Product out of EU RoHS legal scope) EU RoHS Declaration Pro-active compliance (Product out of EU RoHS legal scope) EU RoHS Declaration Pro-active compliance (Product out of EU RoHS legal scope) EU RoHS Declaration Pro-active compliance (Product out of EU RoHS legal scope) EU RoHS Declaration Pro-active compliance (Product out of EU RoHS legal scope) EU RoHS Declaration Pro-active compliance (Product out of EU RoHS legal scope) EU RoHS Declaration Pro-active compliance (Product out of EU RoHS legal scope) EU RoHS Declaration Pro-active compliance (Product out of EU RoHS legal scope) EU RoHS Declaration Pro-active compliance (Product out of EU RoHS legal scope) EU RoHS Declaration Pro-active compliance (Product out of EU RoHS legal scope) EU RoHS Declaration Pro-active compliance (Product out of EU RoHS legal scope) EU RoHS Declaration Pro-active compliance (Product out of EU RoHS legal scope) EU RoHS Declaration Pro-active compliance (Product out of EU RoHS legal scope) EU RoHS Declaration Pro-active compliance (Product out of EU RoHS legal scope) EU RoHS Declaration Pro-active compliance (Product out of EU RoHS legal scope) EU RoHS Declaration Pro-active compliance (Product out of EU RoHS legal scope) EU RoHS Declaration Pro-active compliance (Product out of EU RoHS legal scope) EU RoHS Declaration Pro-active compliance (Product out of EU RoHS legal scope) EU RoHS Declaration Pro-active compliance (Product out of EU RoHS legal scope) EU RoHS Declaration Pro-active compliance (Product out of EU RoHS legal scope) EU RoHS Declaration Pro-active compliance (Product out of EU RoHS legal scope) EU RoHS Declaration Pro-active compliance (Product out of EU RoHS legal scope) EU RoHS Declaration Pro-active compliance (Product out of EU RoHS legal scope) EU RoHS Declaration Pro-active compliance (Product out of EU RoHS legal scope) EU RoHS Declaration Pro-active compliance (Product out of EU RoHS legal scope) EU RoHS Declaration Pro-active compliance (Product out of EU RoHS legal scope) EU RoHS Declaration Pro-active compliance (Product out of EU RoHS legal scope) EU RoHS Declaration Pro-active compliance (Product out of EU RoHS legal scope) EU RoHS Declaration Pro-active compliance (Product out of EU RoHS legal scope) EU RoHS Declaration Pro-active compliance (Product out of EU RoHS legal scope) EU RoHS Declaration Pro-active compliance (Product out of EU RoHS legal scope) EU RoHS Declaration Pro-active compliance (Product out of EU RoHS legal scope) EU RoHS Declaration Pro-active compliance (Product out of EU RoHS legal scope) EU RoHS Declaration Pro-active compliance (Product out of EU RoHS legal scope) EU RoHS Declaration Pro-active compliance (Product out of EU RoHS legal scope) EU RoHS Declaration Pro-active compliance (Product out of EU RoHS legal scope) EU RoHS Declaration Pro-active compliance (Product out of EU RoHS legal scope) EU RoHS Declaration Pro-active compliance (Product out of EU RoHS legal scope) EU RoHS Declaration Pro-active compliance (Product out of EU RoHS legal scope) EU RoHS Declaration Pro-active compliance (Product out of EU RoHS legal scope) EU RoHS Declaration Pro-active compliance (Product out of EU RoHS legal scope) EU RoHS Declaration Pro-active compliance (Product out of EU RoHS legal scope) EU RoHS Declaration Pro-active compliance (Product out of EU RoHS legal scope) EU RoHS Declaration Pro-active compliance (Product out of EU RoHS legal scope) EU RoHS Declaration Pro-active compliance (Product out of EU RoHS legal scope) EU RoHS Declaration Pro-active compliance (Product out of EU RoHS legal scope) EU RoHS Declaration Pro-active compliance (Product out of EU RoHS legal scope) EU RoHS Declaration Pro-active compliance (Product out of EU RoHS legal scope) EU RoHS Declaration Pro-active compliance (Product out of EU RoHS legal scope) EU RoHS Declaration Pro-active compliance (Product out of EU RoHS legal scope) EU RoHS Declaration Pro-active compliance (Product out of EU RoHS legal scope) EU RoHS Declaration Pro-active compliance (Product out of EU RoHS legal scope) EU RoHS Declaration Pro-active compliance (Product out of EU RoHS legal scope) EU RoHS Declaration Pro-active compliance (Product out of EU RoHS legal scope) EU RoHS Declaration Pro-active compliance (Product out of EU RoHS legal scope) EU RoHS Declaration Pro-active compliance (Product out of EU RoHS legal scope) EU RoHS Declaration Pro-active compliance (Product out of EU RoHS legal scope) EU RoHS Declaration Pro-active compliance (Product out of EU RoHS legal scope) EU RoHS Declaration Pro-active compliance (Product out of EU RoHS legal scope) EU RoHS Declaration Pro-active compliance (Product out of EU RoHS legal scope) EU RoHS Declaration Pro-active compliance (Product out of EU RoHS legal scope) EU RoHS Declaration Pro-active compliance (Product out of EU RoHS legal scope) EU RoHS Declaration Pro-active compliance (Product out of EU RoHS legal scope) EU RoHS Declaration Pro-active compliance (Product out of EU RoHS legal scope) EU RoHS Declaration Pro-active compliance (Product out of EU RoHS legal scope) EU RoHS Declaration Pro-active compliance (Product out of EU RoHS legal scope) EU RoHS Declaration Pro-active compliance (Product out of EU RoHS legal scope) EU RoHS Declaration Pro-active compliance (Product out of EU RoHS legal scope) EU RoHS Declaration Pro-active compliance (Product out of EU RoHS legal scope) EU RoHS Declaration Pro-active compliance (Product out of EU RoHS legal scope) EU RoHS Declaration Pro-active compliance (Product out of EU RoHS legal scope) EU RoHS Declaration Pro-active compliance (Product out of EU RoHS legal scope) EU RoHS Declaration Pro-active compliance (Product out of EU RoHS legal scope) EU RoHS Declaration Pro-active compliance (Product out of EU RoHS legal scope) EU RoHS Declaration Pro-active compliance (Product out of EU RoHS legal scope) EU RoHS Declaration Pro-active compliance (Product out of EU RoHS legal scope) EU RoHS Declaration Pro-active compliance (Product out of EU RoHS legal scope) EU RoHS Declaration Pro-active compliance (Product out of EU RoHS legal scope) EU RoHS Declaration Pro-active compliance (Product out of EU RoHS legal scope) EU RoHS Declaration Pro-active compliance (Product out of EU RoHS legal scope) EU RoHS Declaration Pro-active compliance (Product out of EU RoHS legal scope) EU RoHS Declaration Pro-active compliance (Product out of EU RoHS legal scope) EU RoHS Declaration Pro-active compliance (Product out of EU RoHS legal scope) EU RoHS Declaration Pro-active compliance (Product out of EU RoHS legal scope) EU RoHS Declaration Pro-active compliance (Product out of EU RoHS legal scope) EU RoHS Declaration Pro-active compliance (Product out of EU RoHS legal scope) EU RoHS Declaration Pro-active compliance (Product out of EU RoHS legal scope) EU RoHS Declaration Pro-active compliance (Product out of EU RoHS legal scope) EU RoHS Declaration Pro-active compliance (Product out of EU RoHS legal scope) EU RoHS Declaration Pro-active compliance (Product out of EU RoHS legal scope) EU RoHS Declaration Pro-active compliance (Product out of EU RoHS legal scope) EU RoHS Declaration Pro-active compliance (Product out of EU RoHS legal scope) EU RoHS Declaration Pro-active compliance (Product out of EU RoHS legal scope) EU RoHS Declaration Pro-active compliance (Product out of EU RoHS legal scope) EU RoHS Declaration Pro-active compliance (Product out of EU RoHS legal scope) EU RoHS Declaration Pro-active compliance (Product out of EU RoHS legal scope) EU RoHS Declaration Pro-active compliance (Product out of EU RoHS legal scope) EU RoHS Declaration Pro-active compliance (Product out of EU RoHS legal scope) EU RoHS Declaration Pro-active compliance (Product out of EU RoHS legal scope) EU RoHS Declaration Pro-active compliance (Product out of EU RoHS legal scope) EU RoHS Declaration Pro-active compliance (Product out of EU RoHS legal scope) EU RoHS Declaration Pro-active compliance (Product out of EU RoHS legal scope) EU RoHS Declaration Pro-active compliance (Product out of EU RoHS legal scope) EU RoHS Declaration Pro-active compliance (Product out of EU RoHS legal scope) EU RoHS Declaration Pro-active compliance (Product out of EU RoHS legal scope) EU RoHS Declaration Pro-active compliance (Product out of EU RoHS legal scope) EU RoHS Declaration Pro-active compliance (Product out of EU RoHS legal scope) EU RoHS Declaration Pro-active compliance (Product out of EU RoHS legal scope) EU RoHS Declaration Pro-active compliance (Product out of EU RoHS legal scope) EU RoHS Declaration Pro-active compliance (Product out of EU RoHS legal scope) EU RoHS Declaration Pro-active compliance (Product out of EU RoHS legal scope) EU RoHS Declaration Pro-active compliance (Product out of EU RoHS legal scope) EU RoHS Declaration Pro-active compliance (Product out of EU RoHS legal scope) EU RoHS Declaration Pro-active compliance (Product out of EU RoHS legal scope) EU RoHS Declaration Pro-active compliance (Product out of EU RoHS legal scope) EU RoHS Declaration Pro-active compliance (Product out of EU RoHS legal scope) EU RoHS Declaration Pro-active compliance (Product out of EU RoHS legal scope) EU RoHS Declaration Pro-active compliance (Product out of EU RoHS legal scope) EU RoHS Declaration Pro-active compliance (Product out of EU RoHS legal scope) EU RoHS Declaration Pro-active compliance (Product out of EU RoHS legal scope) EU RoHS Declaration Pro-active compliance (Product out of EU RoHS legal scope) EU RoHS Declaration Pro-active compliance (Product out of EU RoHS legal scope) EU RoHS Declaration Pro-active compliance (Product out of EU RoHS legal scope) EU RoHS Declaration Pro-active compliance (Product out of EU RoHS legal scope) EU RoHS Declaration Pro-active compliance (Product out of EU RoHS legal scope) EU RoHS Declaration Pro-active compliance (Product out of EU RoHS legal scope) EU RoHS Declaration Pro-active compliance (Product out of EU RoHS legal scope) EU RoHS Declaration Pro-active compliance (Product out of EU RoHS legal scope) EU RoHS Declaration Pro-active compliance (Product out of EU RoHS legal scope) EU RoHS Declaration Pro-active compliance (Product out of EU RoHS legal scope) EU RoHS Declaration Pro-active compliance (Product out of EU RoHS legal scope) EU RoHS Declaration Pro-active compliance (Product out of EU RoHS legal scope) EU RoHS Declaration Pro-active compliance (Product out of EU RoHS legal scope) EU RoHS Declaration Pro-active compliance (Product out of EU RoHS legal scope) EU RoHS Declaration Pro-active compliance (Product out of EU RoHS legal scope) EU RoHS Declaration Pro-active compliance (Product out of EU RoHS legal scope) EU RoHS Declaration Pro-active compliance (Product out of EU RoHS legal scope) EU RoHS Declaration Pro-active compliance (Product out of EU RoHS legal scope) EU RoHS Declaration Pro-active compliance (Product out of EU RoHS legal scope) EU RoHS Declaration Pro-active compliance (Product out of EU RoHS legal scope) EU RoHS Declaration Pro-active compliance (Product out of EU RoHS legal scope) EU RoHS Declaration Pro-active compliance (Product out of EU RoHS legal scope) EU RoHS Declaration Pro-active compliance (Product out of EU RoHS legal scope) EU RoHS Declaration Pro-active compliance (Product out of EU RoHS legal scope) EU RoHS Declaration Pro-active compliance (Product out of EU RoHS legal scope) EU RoHS Declaration Pro-active compliance (Product out of EU RoHS legal scope) EU RoHS Declaration Pro-active compliance (Product out of EU RoHS legal scope) EU RoHS Declaration Pro-active compliance (Product out of EU RoHS legal scope) EU RoHS Declaration Pro-active compliance (Product out of EU RoHS legal scope) EU RoHS Declaration Pro-active compliance (Product out of EU RoHS legal scope) EU
| Environmental Disclosure | Product Environmental Profile Product Environmental Profile Product Environmental Profile Product Environmental Profile Product Environmental Profile Product Environmental Profile Product Environmental Profile Product Environmental Profile Product Environmental Profile Product Environmental Profile Product Environmental Profile Product Environmental Profile Product Environmental Profile Product Environmental Profile Product Environmental Profile Product Environmental Profile Product Environmental Profile Product Environmental Profile Product Environmental Profile Product Environmental Profile Product Environmental Profile Product Environmental Profile Product Environmental Profile Product Environmental Profile Product Environmental Profile Product Environmental Profile Product Environmental Profile Product Environmental Profile Product Environmental Profile Product Environmental Profile Product Environmental Profile Product Environmental Profile Product Environmental Profile Product Environmental Profile Product Environmental Profile Product Environmental Profile Product Environmental Profile Product Environmental Profile Product Environmental Profile Product Environmental Profile Product Environmental Profile Product Environmental Profile Product Environmental Profile Product Environmental Profile Product Environmental Profile Product Environmental Profile Product Environmental Profile Product Environmental Profile Product Environmental Profile Product Environmental Profile Product Environmental Profile Product Environmental Profile Product Environmental Profile Product Environmental Profile Product Environmental Profile Product Environmental Profile Product Environmental Profile Product Environmental Profile Product Environmental Profile Product Environmental Profile Product Environmental Profile Product Environmental Profile Product Environmental Profile Product Environmental Profile Product Environmental Profile Product Environmental Profile Product Environmental Profile Product Environmental Profile Product Environmental Profile Product Environmental Profile Product Environmental Profile Product Environmental Profile Product Environmental Profile Product Environmental Profile Product Environmental Profile Product Environmental Profile Product Environmental Profile Product Environmental Profile Product Environmental Profile Product Environmental Profile Product Environmental Profile Product Environmental Profile Product Environmental Profile Product Environmental Profile Product Environmental Profile Product Environmental Profile Product Environmental Profile Product Environmental Profile Product Environmental Profile Product Environmental Profile Product Environmental Profile Product Environmental Profile Product Environmental Profile Product Environmental Profile Product Environmental Profile Product Environmental Profile Product Environmental Profile Product Environmental Profile Product Environmental Profile Product Environmental Profile Product Environmental Profile Product Environmental Profile Product Environmental Profile Product Environmental Profile Product Environmental Profile Product Environmental Profile Product Environmental Profile Product Environmental Profile Product Environmental Profile Product Environmental Profile Product Environmental Profile Product Environmental Profile Product Environmental Profile Product Environmental Profile Product Environmental Profile Product Environmental Profile Product Environmental Profile Product Environmental Profile Product Environmental Profile Product Environmental Profile Product Environmental Profile Product Environmental Profile Product Environmental Profile Product Environmental Profile Product Environmental Profile Product Environmental Profile Product Environmental Profile Product Environmental Profile Product Environmental Profile Product Environmental Profile Product Environmental Profile Product Environmental Profile Product Environmental Profile Product Environmental Profile Product Environmental Profile Product Environmental Profile Product Environmental Profile Product Environmental Profile Product Environmental Profile Product Environmental Profile Product Environmental Profile Product Environmental Profile Product Environmental Profile Product Environmental Profile Product Environmental Profile Product Environmental Profile Product Environmental Profile Product Environmental Profile Product Environmental Profile Product Environmental Profile Product Environmental Profile Product Environmental Profile Product Environmental Profile Product Environmental Profile Product Environmental Profile Product Environmental Profile Product Environmental Profile Product Environmental Profile Product Environmental Profile Product Environmental Profile Product Environmental Profile Product Environmental Profile Product Environmental Profile Product Environmental Profile Product Environmental Profile Product Environmental Profile Product Environmental Profile Product Environmental Profile Product Environmental Profile Product Environmental Profile Product Environmental Profile Product Environmental Profile Product Environmental Profile Product Environmental Profile Product Environmental Profile Product Environmental Profile Product Environmental Profile Product Environmental Profile Product Environmental Profile Product Environmental Profile Product Environmental Profile Product Environmental Profile Product Environmental Profile Product Environmental Profile Product Environmental Profile Product Environmental Profile Product Environmental Profile Product Environmental Profile Product Environmental Profile Product Environmental Profile Product Environmental Profile Product Environmental Profile Product Environmental Profile Product Environmental Profile Product Environmental Profile Product Environmental Profile Product Environmental Profile Product Environmental Profile Product Environmental Profile Product Environmental Profile Product Environmental Profile Product Environmental Profile Product Environmental Profile Product Environmental Profile Product Environmental Profile Product Environmental Profile Product Environmental Profile Product Environmental Profile Product Environmental Profile Product Environmental Profile Product Environmental Profile Product Environmental Profile Product Environmental Profile Product Environmental Profile Product Environmental Profile Product Environmental Profile Product Environmental Profile Product Environmental Profile Product Environmental Profile Product Environmental Profile Product Environmental Profile Product Environmental Profile Product Environmental Profile Product Environmental Profile Product Environmental Profile Product Environmental Profile Product Environmental Profile Product Environmental Profile Product Environmental Profile Product Environmental Profile Product Environmental Profile Product Environmental Profile Product Environmental Profile Product Environmental Profile Product Environmental Profile Product Environmental Profile Product Environmental Profile Product Environmental Profile Product Environmental Profile Product Environmental Profile Product Environmental Profile Product Environmental Profile Product Environmental Profile Product Environmental Profile Product Environmental Profile Product Environmental Profile Product Environmental Profile Product Environmental Profile Product Environmental Profile Product Environmental Profile Product Environmental Profile Product Environmental Profile Product Environmental Profile Product Environmental Profile Product Environmental Profile Product Environmental Profile Product Environmental Profile Product Environmental Profile Product Environmental Profile Product Environmental Profile Product Environmental Profile Product Environmental Profile Product Environmental Profile Product Environmental Profile Product Environmental Profile Product Environmental Profile Product Environmental Profile Product Environmental Profile Product Environmental Profile Product Environmental Profile Product Environmental Profile Product Environmental Profile Product Environmental Profile Product Environmental Profile Product Environmental Profile Product Environmental Profile Product Environmental Profile Product Environmental Profile Product Environmental Profile Product Environmental Profile Product Environmental Profile Product Environmental Profile Product Environmental Profile Product Environmental Profile Product Environmental Profile Product Environmental Profile Product Environmental Profile Product Environmental Profile Product Environmental Profile Product Environmental Profile Product Environmental Profile Product Environmental Profile Product Environmental Profile Product Environmental Profile Product Environmental Profile Product Environmental Profile Product Environmental Profile Product Environmental Profile Product Environmental Profile Product Environmental Profile Product Environmental Profile Product Environmental Profile Product Environmental Profile Product Environmental Profile Product Environmental Profile Product Environmental Profile Product Environmental Profile Product Environmental Profile Product Environmental Profile Product Environmental Profile Product Environmental Profile Product Environmental Profile Product Environmental Profile Product Environmental Profile Product Environmental Profile Product Environmental Profile Product Environmental Profile Product Environmental Profile Product Environmental Profile Product Environmental Profile Product Environmental Profile Product Environmental Profile Product Environmental Profile Product Environmental Profile Product Environmental Profile Product Environmental Profile Product Environmental Profile Product Environmental Profile Product Environmental Profile Product Environmental Profile Product Environmental Profile Product Environmental Profile Product Environmental Profile Product Environmental Profile Product Environmental Profile Product Environmental Profile Product Environmental Profile Product Environmental Profile Product Environmental Profile Product Environmental Profile Product Environmental Profile Product Environmental Profile Product Environmental Profile Product Environmental Profile Product Environmental Profile Product Environmental Profile Product Environmental Profile Product Environmental Profile Product Environmental Profile Product Environmental Profile Product Environmental Profile Product Environmental Profile Product Environmental Profile Product Environmental Profile Product Environmental Profile Product Environmental Profile Product Environmental Profile Product Environmental Profile Product Environmental Profile Product Environmental Profile Product Environmental Profile Product Environmental Profile Product Environmental Profile Product Environmental Profile Product Environmental Profile Product Environmental Profile Product Environmental Profile Product Environmental Profile Product Environmental Profile Product Environmental Profile Product Environmental Profile Product Environmental Profile Product Environmental Profile Product Environmental Profile Product Environmental Profile Product Environmental Profile Product Environmental Profile Product Environmental Profile Product Environmental Profile Product Environmental Profile Product Environmental Profile Product Environmental Profile Product Environmental Profile Product Environmental Profile Product Environmental Profile Product Environmental Profile Product Environmental Profile Product Environmental Profile Product Environmental Profile Product Environmental Profile Product Environmental Profile Product Environmental Profile Product Environmental Profile Product Environmental Profile Product Environmental Profile Product Environmental Profile Product Environmental Profile Product Environmental Profile Product Environmental Profile Product Environmental Profile Product Environmental Profile Product Environmental Profile Product Environmental Profile Product Environmental Profile Product Environmental Profile Product Environmental Profile Product Environmental Profile Product Environmental Profile Product Environmental Profile Product Environmental Profile Product Environmental Profile Product Environmental Profile Product Environmental Profile Product Environmental Profile Product Environmental Profile Product Environmental Profile Product Environmental Profile Product Environmental Profile Product Environmental Profile Product Environmental Profile Product Environmental Profile Product Environmental Profile Product Environmental Profile Product Environmental Profile Product Environmental Profile Product Environmental Profile Product Environmental Profile Product Environmental Profile Product Environmental Profile Product Environmental Profile Product Environmental Profile Product Environmental Profile Product Environmental Profile Product Environmental Profile Product Environmental Profile Product Environmental Profile Product Environmental Profile Product Environmental Profile Product Environmental Profile Product Environmental Profile Product Environmental Profile Product Environmental Profile Product Environmental Profile Product Environmental Profile Product Environmental Profile Product Environmental Profile Product Environmental Profile Product Environmental Profile Product Environmental Profile Product Environmental Profile Product Environmental Profile Product Environmental Profile Product Environmental Profile Product Environmental Profile Product Environmental Profile Product Environmental Profile Product Environmental Profile Product Environmental Profile Product Environmental Profile Product Environmental Profile Product Environmental Profile Product Environmental Profile Product Environmental Profile Product Environmental Profile Product Environmental Profile Product Environmental Profile Product Environmental Profile Product Environmental Profile Product Environmental Profile Product Environmental Profile Product Environmental Profile Product Environmental Profile Product Environmental Profile Product Environmental Profile Product Environmental Profile Product Environmental Profile Product Environmental Profile Product Environmental Profile Product Environmental Profile Product Environmental Profile Product Environmental Profile Product Environmental Profile Product Environmental Profile Product Environmental Profile Product Environmental Profile Product Environmental Profile Product Environmental Profile Product Environmental Profile Product Environmental Profile Product Environmental Profile Product Environmental Profile Product Environmental Profile Product Environmental Profile Product Environmental Profile Product Environmental Profile Product Environmental Profile Product Environmental Profile Product Environmental Profile Product Environmental Profile Product Environmental Profile Product Environmental Profile Product Environmental Profile Product Environmental Profile Product Environmental Profile Product Environmental Profile Product Environmental Profile Product Environmental Profile Product Environmental Profile Product Environmental Profile Product Environmental Profile Product Environmental Profile Product Environmental Profile Product Environmental Profile Product Environmental Profile
| Mercury free | Yes Yes Yes Yes Yes Yes Yes Yes Yes Yes Yes Yes Yes Yes Yes Yes Yes Yes Yes Yes Yes Yes Yes Yes Yes Yes Yes Yes Yes Yes Yes Yes Yes Yes Yes Yes Yes Yes Yes Yes Yes Yes Yes Yes Yes Yes Yes Yes Yes Yes Yes Yes Yes Yes Yes Yes Yes Yes Yes Yes Yes Yes Yes Yes Yes Yes Yes Yes Yes Yes Yes Yes Yes Yes Yes Yes Yes Yes Yes Yes Yes Yes Yes Yes Yes Yes Yes Yes Yes Yes Yes Yes Yes Yes Yes Yes Yes Yes Yes Yes Yes Yes Yes Yes Yes Yes Yes Yes Yes Yes Yes Yes Yes Yes Yes Yes Yes Yes Yes Yes Yes Yes Yes Yes Yes Yes Yes Yes Yes Yes Yes Yes Yes Yes Yes Yes Yes Yes Yes Yes Yes Yes Yes Yes Yes Yes Yes Yes Yes Yes Yes Yes Yes Yes Yes Yes Yes Yes Yes Yes Yes Yes Yes Yes Yes Yes Yes Yes Yes Yes Yes Yes Yes Yes Yes Yes Yes Yes Yes Yes Yes Yes Yes Yes Yes Yes Yes Yes Yes Yes Yes Yes Yes Yes Yes Yes Yes Yes Yes Yes Yes Yes Yes Yes Yes Yes Yes Yes Yes Yes Yes Yes Yes Yes Yes Yes Yes Yes Yes Yes Yes Yes Yes Yes Yes Yes Yes Yes Yes Yes Yes Yes Yes Yes Yes Yes Yes Yes Yes Yes Yes Yes Yes Yes Yes Yes Yes Yes Yes Yes Yes Yes Yes Yes Yes Yes Yes Yes Yes Yes Yes Yes Yes Yes Yes Yes Yes Yes Yes Yes Yes Yes Yes Yes Yes Yes Yes Yes Yes Yes Yes Yes Yes Yes Yes Yes Yes Yes Yes Yes Yes Yes Yes Yes Yes Yes Yes Yes Yes Yes Yes Yes Yes Yes Yes Yes Yes Yes Yes Yes Yes Yes Yes Yes Yes Yes Yes Yes Yes Yes Yes Yes Yes Yes Yes Yes Yes Yes Yes Yes Yes Yes Yes Yes Yes Yes Yes Yes Yes Yes Yes Yes Yes Yes Yes Yes Yes Yes Yes Yes Yes Yes Yes Yes Yes Yes Yes Yes Yes Yes Yes Yes Yes Yes Yes Yes Yes Yes Yes Yes Yes Yes Yes Yes Yes Yes Yes Yes Yes Yes Yes Yes Yes Yes Yes Yes Yes Yes Yes Yes Yes Yes Yes Yes Yes Yes Yes Yes Yes Yes Yes Yes Yes Yes Yes Yes Yes Yes Yes Yes Yes Yes Yes Yes Yes Yes Yes Yes Yes Yes Yes Yes Yes Yes Yes Yes Yes Yes Yes Yes Yes Yes Yes Yes Yes Yes Yes Yes Yes Yes Yes Yes Yes Yes Yes Yes Yes Yes Yes Yes Yes Yes Yes Yes Yes Yes Yes Yes Yes Yes Yes Yes Yes Yes Yes Yes Yes Yes Yes Yes Yes Yes Yes Yes Yes Yes Yes Yes Yes Yes Yes Yes Yes Yes Yes Yes Yes Yes Yes Yes Yes Yes Yes Yes Yes Yes Yes Yes Yes Yes Yes Yes Yes Yes Yes Yes Yes Yes Yes Yes Yes Yes Yes Yes Yes Yes Yes Yes Yes Yes Yes Yes Yes Yes Yes Yes Yes Yes
| REACh Regulation | REACh Declaration REACh Declaration REACh Declaration REACh Declaration REACh Declaration REACh Declaration REACh Declaration REACh Declaration REACh Declaration REACh Declaration REACh Declaration REACh Declaration REACh Declaration REACh Declaration REACh Declaration REACh Declaration REACh Declaration REACh Declaration REACh Declaration REACh Declaration REACh Declaration REACh Declaration REACh Declaration REACh Declaration REACh Declaration REACh Declaration REACh Declaration REACh Declaration REACh Declaration REACh Declaration REACh Declaration REACh Declaration REACh Declaration REACh Declaration REACh Declaration REACh Declaration REACh Declaration REACh Declaration REACh Declaration REACh Declaration REACh Declaration REACh Declaration REACh Declaration REACh Declaration REACh Declaration REACh Declaration REACh Declaration REACh Declaration REACh Declaration REACh Declaration REACh Declaration REACh Declaration REACh Declaration REACh Declaration REACh Declaration REACh Declaration REACh Declaration REACh Declaration REACh Declaration REACh Declaration REACh Declaration REACh Declaration REACh Declaration REACh Declaration REACh Declaration REACh Declaration REACh Declaration REACh Declaration REACh Declaration REACh Declaration REACh Declaration REACh Declaration REACh Declaration REACh Declaration REACh Declaration REACh Declaration REACh Declaration REACh Declaration REACh Declaration REACh Declaration REACh Declaration REACh Declaration REACh Declaration REACh Declaration REACh Declaration REACh Declaration REACh Declaration REACh Declaration REACh Declaration REACh Declaration REACh Declaration REACh Declaration REACh Declaration REACh Declaration REACh Declaration REACh Declaration REACh Declaration REACh Declaration REACh Declaration REACh Declaration REACh Declaration REACh Declaration REACh Declaration REACh Declaration REACh Declaration REACh Declaration REACh Declaration REACh Declaration REACh Declaration REACh Declaration REACh Declaration REACh Declaration REACh Declaration REACh Declaration REACh Declaration REACh Declaration REACh Declaration REACh Declaration REACh Declaration REACh Declaration REACh Declaration REACh Declaration REACh Declaration REACh Declaration REACh Declaration REACh Declaration REACh Declaration REACh Declaration REACh Declaration REACh Declaration REACh Declaration REACh Declaration REACh Declaration REACh Declaration REACh Declaration REACh Declaration REACh Declaration REACh Declaration REACh Declaration REACh Declaration REACh Declaration REACh Declaration REACh Declaration REACh Declaration REACh Declaration REACh Declaration REACh Declaration REACh Declaration REACh Declaration REACh Declaration REACh Declaration REACh Declaration REACh Declaration REACh Declaration REACh Declaration REACh Declaration REACh Declaration REACh Declaration REACh Declaration REACh Declaration REACh Declaration REACh Declaration REACh Declaration REACh Declaration REACh Declaration REACh Declaration REACh Declaration REACh Declaration REACh Declaration REACh Declaration REACh Declaration REACh Declaration REACh Declaration REACh Declaration REACh Declaration REACh Declaration REACh Declaration REACh Declaration REACh Declaration REACh Declaration REACh Declaration REACh Declaration REACh Declaration REACh Declaration REACh Declaration REACh Declaration REACh Declaration REACh Declaration REACh Declaration REACh Declaration REACh Declaration REACh Declaration REACh Declaration REACh Declaration REACh Declaration REACh Declaration REACh Declaration REACh Declaration REACh Declaration REACh Declaration REACh Declaration REACh Declaration REACh Declaration REACh Declaration REACh Declaration REACh Declaration REACh Declaration REACh Declaration REACh Declaration REACh Declaration REACh Declaration REACh Declaration REACh Declaration REACh Declaration REACh Declaration REACh Declaration REACh Declaration REACh Declaration REACh Declaration REACh Declaration REACh Declaration REACh Declaration REACh Declaration REACh Declaration REACh Declaration REACh Declaration REACh Declaration REACh Declaration REACh Declaration REACh Declaration REACh Declaration REACh Declaration REACh Declaration REACh Declaration REACh Declaration REACh Declaration REACh Declaration REACh Declaration REACh Declaration REACh Declaration REACh Declaration REACh Declaration REACh Declaration REACh Declaration REACh Declaration REACh Declaration REACh Declaration REACh Declaration REACh Declaration REACh Declaration REACh Declaration REACh Declaration REACh Declaration REACh Declaration REACh Declaration REACh Declaration REACh Declaration REACh Declaration REACh Declaration REACh Declaration REACh Declaration REACh Declaration REACh Declaration REACh Declaration REACh Declaration REACh Declaration REACh Declaration REACh Declaration REACh Declaration REACh Declaration REACh Declaration REACh Declaration REACh Declaration REACh Declaration REACh Declaration REACh Declaration REACh Declaration REACh Declaration REACh Declaration REACh Declaration REACh Declaration REACh Declaration REACh Declaration REACh Declaration REACh Declaration REACh Declaration REACh Declaration REACh Declaration REACh Declaration REACh Declaration REACh Declaration REACh Declaration REACh Declaration REACh Declaration REACh Declaration REACh Declaration REACh Declaration REACh Declaration REACh Declaration REACh Declaration REACh Declaration REACh Declaration REACh Declaration REACh Declaration REACh Declaration REACh Declaration REACh Declaration REACh Declaration REACh Declaration REACh Declaration REACh Declaration REACh Declaration REACh Declaration REACh Declaration REACh Declaration REACh Declaration REACh Declaration REACh Declaration REACh Declaration REACh Declaration REACh Declaration REACh Declaration REACh Declaration REACh Declaration REACh Declaration REACh Declaration REACh Declaration REACh Declaration REACh Declaration REACh Declaration REACh Declaration REACh Declaration REACh Declaration REACh Declaration REACh Declaration REACh Declaration REACh Declaration REACh Declaration REACh Declaration REACh Declaration REACh Declaration REACh Declaration REACh Declaration REACh Declaration REACh Declaration REACh Declaration REACh Declaration REACh Declaration REACh Declaration REACh Declaration REACh Declaration REACh Declaration REACh Declaration REACh Declaration REACh Declaration REACh Declaration REACh Declaration REACh Declaration REACh Declaration REACh Declaration REACh Declaration REACh Declaration REACh Declaration REACh Declaration REACh Declaration REACh Declaration REACh Declaration REACh Declaration REACh Declaration REACh Declaration REACh Declaration REACh Declaration REACh Declaration REACh Declaration REACh Declaration REACh Declaration REACh Declaration REACh Declaration REACh Declaration REACh Declaration REACh Declaration REACh Declaration REACh Declaration REACh Declaration REACh Declaration REACh Declaration REACh Declaration REACh Declaration REACh Declaration REACh Declaration REACh Declaration REACh Declaration REACh Declaration REACh Declaration REACh Declaration REACh Declaration REACh Declaration REACh Declaration REACh Declaration REACh Declaration REACh Declaration REACh Declaration REACh Declaration REACh Declaration REACh Declaration REACh Declaration REACh Declaration REACh Declaration REACh Declaration REACh Declaration REACh Declaration REACh Declaration REACh Declaration REACh Declaration REACh Declaration REACh Declaration REACh Declaration REACh Declaration REACh Declaration REACh Declaration REACh Declaration REACh Declaration REACh Declaration REACh Declaration REACh Declaration REACh Declaration REACh Declaration REACh Declaration REACh Declaration REACh Declaration REACh Declaration REACh Declaration REACh Declaration REACh Declaration REACh Declaration REACh Declaration REACh Declaration REACh Declaration REACh Declaration REACh Declaration REACh Declaration REACh Declaration REACh Declaration REACh Declaration REACh Declaration REACh Declaration REACh Declaration REACh Declaration REACh Declaration REACh Declaration REACh Declaration REACh Declaration REACh Declaration
| REACh free of SVHC | Yes Yes Yes Yes Yes Yes Yes Yes Yes Yes Yes Yes Yes Yes Yes Yes Yes Yes Yes Yes Yes Yes Yes Yes Yes Yes Yes Yes Yes Yes Yes Yes Yes
| RoHS exemption information | Yes Yes Yes Yes Yes Yes Yes Yes Yes Yes Yes Yes Yes Yes Yes Yes Yes Yes Yes Yes Yes Yes Yes Yes Yes Yes Yes Yes Yes Yes Yes Yes Yes Yes Yes Yes Yes Yes Yes Yes Yes Yes Yes Yes Yes Yes Yes Yes Yes Yes Yes Yes Yes Yes Yes Yes Yes Yes Yes Yes Yes Yes Yes Yes Yes Yes Yes Yes Yes Yes Yes Yes Yes Yes Yes Yes Yes Yes Yes Yes Yes Yes Yes Yes Yes Yes Yes Yes Yes Yes Yes Yes Yes Yes Yes Yes Yes Yes Yes Yes Yes Yes Yes Yes Yes Yes Yes Yes Yes Yes Yes Yes Yes Yes Yes Yes Yes Yes Yes Yes Yes Yes Yes Yes Yes Yes Yes Yes Yes Yes Yes Yes Yes Yes Yes Yes Yes Yes Yes Yes Yes Yes Yes Yes Yes Yes Yes Yes Yes Yes Yes Yes Yes Yes Yes Yes Yes Yes Yes Yes Yes Yes Yes Yes Yes Yes Yes Yes Yes Yes Yes Yes Yes Yes Yes Yes Yes Yes Yes Yes Yes Yes Yes Yes Yes Yes Yes Yes Yes Yes Yes Yes Yes Yes Yes Yes Yes Yes Yes Yes Yes Yes Yes Yes Yes Yes Yes Yes Yes Yes Yes Yes Yes Yes Yes Yes Yes Yes Yes Yes Yes Yes Yes Yes Yes Yes Yes Yes Yes Yes Yes Yes Yes Yes Yes Yes Yes Yes Yes Yes Yes Yes Yes Yes Yes Yes Yes Yes Yes Yes Yes Yes Yes Yes Yes Yes Yes Yes Yes Yes Yes Yes Yes Yes Yes Yes Yes Yes Yes Yes Yes Yes Yes Yes Yes Yes Yes Yes Yes Yes Yes Yes Yes Yes Yes Yes Yes Yes Yes Yes Yes Yes Yes Yes Yes Yes Yes Yes Yes Yes Yes Yes Yes Yes Yes Yes Yes Yes Yes Yes Yes Yes Yes Yes Yes Yes Yes Yes Yes Yes Yes Yes Yes Yes Yes Yes Yes Yes Yes Yes Yes Yes Yes Yes Yes Yes Yes Yes Yes Yes Yes Yes Yes Yes Yes Yes Yes Yes Yes Yes Yes Yes Yes Yes Yes Yes Yes Yes Yes Yes Yes Yes Yes Yes Yes Yes Yes Yes Yes Yes Yes Yes Yes Yes Yes Yes Yes Yes Yes Yes Yes Yes Yes Yes Yes Yes Yes Yes Yes Yes Yes Yes Yes Yes Yes Yes Yes Yes Yes Yes Yes Yes Yes Yes Yes Yes Yes Yes Yes Yes Yes Yes Yes Yes Yes Yes Yes Yes Yes Yes Yes Yes Yes Yes Yes Yes Yes Yes Yes Yes Yes Yes Yes Yes Yes Yes Yes Yes Yes Yes Yes Yes Yes Yes Yes Yes Yes Yes Yes Yes Yes Yes Yes Yes Yes Yes Yes Yes Yes Yes Yes Yes Yes Yes Yes Yes Yes Yes Yes Yes Yes Yes Yes Yes Yes Yes Yes Yes Yes Yes Yes Yes Yes Yes Yes Yes Yes Yes Yes Yes Yes Yes Yes Yes Yes Yes Yes Yes Yes Yes Yes Yes Yes Yes Yes Yes Yes Yes Yes Yes Yes Yes Yes Yes Yes Yes Yes Yes Yes Yes Yes Yes Yes Yes Yes Yes Yes Yes
| Sustainable offer status | Green Premium product Green Premium product Green Premium product Green Premium product Green Premium product Green Premium product Green Premium product Green Premium product Green Premium product Green Premium product Green Premium product Green Premium product Green Premium product Green Premium product Green Premium product Green Premium product Green Premium product Green Premium product Green Premium product Green Premium product Green Premium product Green Premium product Green Premium product Green Premium product Green Premium product Green Premium product Green Premium product Green Premium product Green Premium product Green Premium product Green Premium product Green Premium product Green Premium product Green Premium product Green Premium product Green Premium product Green Premium product Green Premium product Green Premium product Green Premium product Green Premium product Green Premium product Green Premium product Green Premium product Green Premium product Green Premium product Green Premium product Green Premium product Green Premium product Green Premium product Green Premium product Green Premium product Green Premium product Green Premium product Green Premium product Green Premium product Green Premium product Green Premium product Green Premium product Green Premium product Green Premium product Green Premium product Green Premium product Green Premium product Green Premium product Green Premium product Green Premium product Green Premium product Green Premium product Green Premium product Green Premium product Green Premium product Green Premium product Green Premium product Green Premium product Green Premium product Green Premium product Green Premium product Green Premium product Green Premium product Green Premium product Green Premium product Green Premium product Green Premium product Green Premium product Green Premium product Green Premium product Green Premium product Green Premium product Green Premium product Green Premium product Green Premium product Green Premium product Green Premium product Green Premium product Green Premium product Green Premium product Green Premium product Green Premium product Green Premium product Green Premium product Green Premium product Green Premium product Green Premium product Green Premium product Green Premium product Green Premium product Green Premium product Green Premium product Green Premium product Green Premium product Green Premium product Green Premium product Green Premium product Green Premium product Green Premium product Green Premium product Green Premium product Green Premium product Green Premium product Green Premium product Green Premium product Green Premium product Green Premium product Green Premium product Green Premium product Green Premium product Green Premium product Green Premium product Green Premium product Green Premium product Green Premium product Green Premium product Green Premium product Green Premium product Green Premium product Green Premium product Green Premium product Green Premium product Green Premium product Green Premium product Green Premium product Green Premium product Green Premium product Green Premium product Green Premium product Green Premium product Green Premium product Green Premium product Green Premium product Green Premium product Green Premium product Green Premium product Green Premium product Green Premium product Green Premium product Green Premium product Green Premium product Green Premium product Green Premium product Green Premium product Green Premium product Green Premium product Green Premium product Green Premium product Green Premium product Green Premium product Green Premium product Green Premium product Green Premium product Green Premium product Green Premium product Green Premium product Green Premium product Green Premium product Green Premium product Green Premium product Green Premium product Green Premium product Green Premium product Green Premium product Green Premium product Green Premium product Green Premium product Green Premium product Green Premium product Green Premium product Green Premium product Green Premium product Green Premium product Green Premium product Green Premium product Green Premium product Green Premium product Green Premium product Green Premium product Green Premium product Green Premium product Green Premium product Green Premium product Green Premium product Green Premium product Green Premium product Green Premium product Green Premium product Green Premium product Green Premium product Green Premium product Green Premium product Green Premium product Green Premium product Green Premium product Green Premium product Green Premium product Green Premium product Green Premium product Green Premium product Green Premium product Green Premium product Green Premium product Green Premium product Green Premium product Green Premium product Green Premium product Green Premium product Green Premium product Green Premium product Green Premium product Green Premium product Green Premium product Green Premium product Green Premium product Green Premium product Green Premium product Green Premium product Green Premium product Green Premium product Green Premium product Green Premium product Green Premium product Green Premium product Green Premium product Green Premium product Green Premium product Green Premium product Green Premium product Green Premium product Green Premium product Green Premium product Green Premium product Green Premium product Green Premium product Green Premium product Green Premium product Green Premium product Green Premium product Green Premium product Green Premium product Green Premium product Green Premium product Green Premium product Green Premium product Green Premium product Green Premium product Green Premium product Green Premium product Green Premium product Green Premium product Green Premium product Green Premium product Green Premium product Green Premium product Green Premium product Green Premium product Green Premium product Green Premium product Green Premium product Green Premium product Green Premium product Green Premium product Green Premium product Green Premium product Green Premium product Green Premium product Green Premium product Green Premium product Green Premium product Green Premium product Green Premium product Green Premium product Green Premium product Green Premium product Green Premium product Green Premium product Green Premium product Green Premium product Green Premium product Green Premium product Green Premium product Green Premium product Green Premium product Green Premium product Green Premium product Green Premium product Green Premium product Green Premium product Green Premium product Green Premium product Green Premium product Green Premium product Green Premium product Green Premium product Green Premium product Green Premium product Green Premium product Green Premium product Green Premium product Green Premium product Green Premium product Green Premium product Green Premium product Green Premium product Green Premium product Green Premium product Green Premium product Green Premium product Green Premium product Green Premium product Green Premium product Green Premium product Green Premium product Green Premium product Green Premium product Green Premium product Green Premium product Green Premium product Green Premium product Green Premium product Green Premium product Green Premium product Green Premium product Green Premium product Green Premium product Green Premium product Green Premium product Green Premium product Green Premium product Green Premium product Green Premium product Green Premium product Green Premium product Green Premium product Green Premium product Green Premium product Green Premium product Green Premium product Green Premium product Green Premium product Green Premium product Green Premium product Green Premium product Green Premium product Green Premium product Green Premium product Green Premium product Green Premium product Green Premium product Green Premium product Green Premium product Green Premium product Green Premium product Green Premium product Green Premium product Green Premium product Green Premium product Green Premium product Green Premium product Green Premium product Green Premium product Green Premium product Green Premium product Green Premium product Green Premium product Green Premium product Green Premium product Green Premium product Green Premium product Green Premium product Green Premium product Green Premium product Green Premium product Green Premium product Green Premium product Green Premium product Green Premium product Green Premium product Green Premium product Green Premium product Green Premium product Green Premium product Green Premium product Green Premium product Green Premium product Green Premium product Green Premium product Green Premium product Green Premium product Green Premium product Green Premium product Green Premium product Green Premium product Green Premium product Green Premium product Green Premium product Green Premium product Green Premium product Green Premium product Green Premium product Green Premium product Green Premium product Green Premium product Green Premium product Green Premium product Green Premium product Green Premium product Green Premium product Green Premium product Green Premium product Green Premium product Green Premium product Green Premium product Green Premium product Green Premium product Green Premium product Green Premium product Green Premium product Green Premium product Green Premium product Green Premium product Green Premium product Green Premium product Green Premium product Green Premium product Green Premium product Green Premium product Green Premium product Green Premium product Green Premium product Green Premium product Green Premium product Green Premium product Green Premium product Green Premium product Green Premium product Green Premium product Green Premium product Green Premium product Green Premium product Green Premium product Green Premium product Green Premium product Green Premium product Green Premium product Green Premium product Green Premium product Green Premium product Green Premium product Green Premium product Green Premium product Green Premium product Green Premium product Green Premium product Green Premium product Green Premium product Green Premium product Green Premium product Green Premium product Green Premium product Green Premium product Green Premium product Green Premium product Green Premium product Green Premium product
| Toxic heavy metal free | Yes Yes Yes Yes Yes Yes Yes Yes Yes Yes Yes Yes Yes Yes Yes Yes Yes Yes Yes Yes Yes Yes Yes Yes Yes Yes Yes Yes Yes Yes Yes Yes Yes Yes Yes Yes Yes Yes Yes Yes Yes Yes Yes Yes Yes Yes Yes Yes Yes Yes Yes Yes Yes Yes Yes Yes Yes Yes Yes Yes Yes Yes Yes Yes Yes Yes Yes Yes Yes Yes Yes Yes Yes Yes Yes Yes Yes Yes Yes
| WEEE | The product must be disposed on European Union markets following specific waste collection and never end up in rubbish bins The product must be disposed on European Union markets following specific waste collection and never end up in rubbish bins The product must be disposed on European Union markets following specific waste collection and never end up in rubbish bins The product must be disposed on European Union markets following specific waste collection and never end up in rubbish bins The product must be disposed on European Union markets following specific waste collection and never end up in rubbish bins The product must be disposed on European Union markets following specific waste collection and never end up in rubbish bins The product must be disposed on European Union markets following specific waste collection and never end up in rubbish bins The product must be disposed on European Union markets following specific waste collection and never end up in rubbish bins The product must be disposed on European Union markets following specific waste collection and never end up in rubbish bins The product must be disposed on European Union markets following specific waste collection and never end up in rubbish bins The product must be disposed on European Union markets following specific waste collection and never end up in rubbish bins The product must be disposed on European Union markets following specific waste collection and never end up in rubbish bins The product must be disposed on European Union markets following specific waste collection and never end up in rubbish bins The product must be disposed on European Union markets following specific waste collection and never end up in rubbish bins The product must be disposed on European Union markets following specific waste collection and never end up in rubbish bins The product must be disposed on European Union markets following specific waste collection and never end up in rubbish bins The product must be disposed on European Union markets following specific waste collection and never end up in rubbish bins The product must be disposed on European Union markets following specific waste collection and never end up in rubbish bins The product must be disposed on European Union markets following specific waste collection and never end up in rubbish bins The product must be disposed on European Union markets following specific waste collection and never end up in rubbish bins The product must be disposed on European Union markets following specific waste collection and never end up in rubbish bins The product must be disposed on European Union markets following specific waste collection and never end up in rubbish bins The product must be disposed on European Union markets following specific waste collection and never end up in rubbish bins The product must be disposed on European Union markets following specific waste collection and never end up in rubbish bins The product must be disposed on European Union markets following specific waste collection and never end up in rubbish bins The product must be disposed on European Union markets following specific waste collection and never end up in rubbish bins The product must be disposed on European Union markets following specific waste collection and never end up in rubbish bins The product must be disposed on European Union markets following specific waste collection and never end up in rubbish bins The product must be disposed on European Union markets following specific waste collection and never end up in rubbish bins The product must be disposed on European Union markets following specific waste collection and never end up in rubbish bins The product must be disposed on European Union markets following specific waste collection and never end up in rubbish bins The product must be disposed on European Union markets following specific waste collection and never end up in rubbish bins The product must be disposed on European Union markets following specific waste collection and never end up in rubbish bins The product must be disposed on European Union markets following specific waste collection and never end up in rubbish bins The product must be disposed on European Union markets following specific waste collection and never end up in rubbish bins The product must be disposed on European Union markets following specific waste collection and never end up in rubbish bins The product must be disposed on European Union markets following specific waste collection and never end up in rubbish bins The product must be disposed on European Union markets following specific waste collection and never end up in rubbish bins The product must be disposed on European Union markets following specific waste collection and never end up in rubbish bins The product must be disposed on European Union markets following specific waste collection and never end up in rubbish bins The product must be disposed on European Union markets following specific waste collection and never end up in rubbish bins The product must be disposed on European Union markets following specific waste collection and never end up in rubbish bins The product must be disposed on European Union markets following specific waste collection and never end up in rubbish bins The product must be disposed on European Union markets following specific waste collection and never end up in rubbish bins The product must be disposed on European Union markets following specific waste collection and never end up in rubbish bins The product must be disposed on European Union markets following specific waste collection and never end up in rubbish bins The product must be disposed on European Union markets following specific waste collection and never end up in rubbish bins The product must be disposed on European Union markets following specific waste collection and never end up in rubbish bins The product must be disposed on European Union markets following specific waste collection and never end up in rubbish bins The product must be disposed on European Union markets following specific waste collection and never end up in rubbish bins The product must be disposed on European Union markets following specific waste collection and never end up in rubbish bins The product must be disposed on European Union markets following specific waste collection and never end up in rubbish bins The product must be disposed on European Union markets following specific waste collection and never end up in rubbish bins The product must be disposed on European Union markets following specific waste collection and never end up in rubbish bins The product must be disposed on European Union markets following specific waste collection and never end up in rubbish bins The product must be disposed on European Union markets following specific waste collection and never end up in rubbish bins The product must be disposed on European Union markets following specific waste collection and never end up in rubbish bins The product must be disposed on European Union markets following specific waste collection and never end up in rubbish bins The product must be disposed on European Union markets following specific waste collection and never end up in rubbish bins The product must be disposed on European Union markets following specific waste collection and never end up in rubbish bins The product must be disposed on European Union markets following specific waste collection and never end up in rubbish bins The product must be disposed on European Union markets following specific waste collection and never end up in rubbish bins The product must be disposed on European Union markets following specific waste collection and never end up in rubbish bins The product must be disposed on European Union markets following specific waste collection and never end up in rubbish bins The product must be disposed on European Union markets following specific waste collection and never end up in rubbish bins The product must be disposed on European Union markets following specific waste collection and never end up in rubbish bins The product must be disposed on European Union markets following specific waste collection and never end up in rubbish bins The product must be disposed on European Union markets following specific waste collection and never end up in rubbish bins The product must be disposed on European Union markets following specific waste collection and never end up in rubbish bins The product must be disposed on European Union markets following specific waste collection and never end up in rubbish bins The product must be disposed on European Union markets following specific waste collection and never end up in rubbish bins The product must be disposed on European Union markets following specific waste collection and never end up in rubbish bins The product must be disposed on European Union markets following specific waste collection and never end up in rubbish bins The product must be disposed on European Union markets following specific waste collection and never end up in rubbish bins The product must be disposed on European Union markets following specific waste collection and never end up in rubbish bins The product must be disposed on European Union markets following specific waste collection and never end up in rubbish bins The product must be disposed on European Union markets following specific waste collection and never end up in rubbish bins The product must be disposed on European Union markets following specific waste collection and never end up in rubbish bins The product must be disposed on European Union markets following specific waste collection and never end up in rubbish bins The product must be disposed on European Union markets following specific waste collection and never end up in rubbish bins The product must be disposed on European Union markets following specific waste collection and never end up in rubbish bins The product must be disposed on European Union markets following specific waste collection and never end up in rubbish bins The product must be disposed on European Union markets following specific waste collection and never end up in rubbish bins The product must be disposed on European Union markets following specific waste collection and never end up in rubbish bins The product must be disposed on European Union markets following specific waste collection and never end up in rubbish bins The product must be disposed on European Union markets following specific waste collection and never end up in rubbish bins The product must be disposed on European Union markets following specific waste collection and never end up in rubbish bins The product must be disposed on European Union markets following specific waste collection and never end up in rubbish bins The product must be disposed on European Union markets following specific waste collection and never end up in rubbish bins The product must be disposed on European Union markets following specific waste collection and never end up in rubbish bins The product must be disposed on European Union markets following specific waste collection and never end up in rubbish bins The product must be disposed on European Union markets following specific waste collection and never end up in rubbish bins The product must be disposed on European Union markets following specific waste collection and never end up in rubbish bins The product must be disposed on European Union markets following specific waste collection and never end up in rubbish bins The product must be disposed on European Union markets following specific waste collection and never end up in rubbish bins The product must be disposed on European Union markets following specific waste collection and never end up in rubbish bins The product must be disposed on European Union markets following specific waste collection and never end up in rubbish bins The product must be disposed on European Union markets following specific waste collection and never end up in rubbish bins The product must be disposed on European Union markets following specific waste collection and never end up in rubbish bins The product must be disposed on European Union markets following specific waste collection and never end up in rubbish bins The product must be disposed on European Union markets following specific waste collection and never end up in rubbish bins The product must be disposed on European Union markets following specific waste collection and never end up in rubbish bins The product must be disposed on European Union markets following specific waste collection and never end up in rubbish bins The product must be disposed on European Union markets following specific waste collection and never end up in rubbish bins The product must be disposed on European Union markets following specific waste collection and never end up in rubbish bins The product must be disposed on European Union markets following specific waste collection and never end up in rubbish bins The product must be disposed on European Union markets following specific waste collection and never end up in rubbish bins The product must be disposed on European Union markets following specific waste collection and never end up in rubbish bins The product must be disposed on European Union markets following specific waste collection and never end up in rubbish bins The product must be disposed on European Union markets following specific waste collection and never end up in rubbish bins The product must be disposed on European Union markets following specific waste collection and never end up in rubbish bins The product must be disposed on European Union markets following specific waste collection and never end up in rubbish bins The product must be disposed on European Union markets following specific waste collection and never end up in rubbish bins The product must be disposed on European Union markets following specific waste collection and never end up in rubbish bins The product must be disposed on European Union markets following specific waste collection and never end up in rubbish bins The product must be disposed on European Union markets following specific waste collection and never end up in rubbish bins The product must be disposed on European Union markets following specific waste collection and never end up in rubbish bins The product must be disposed on European Union markets following specific waste collection and never end up in rubbish bins The product must be disposed on European Union markets following specific waste collection and never end up in rubbish bins The product must be disposed on European Union markets following specific waste collection and never end up in rubbish bins The product must be disposed on European Union markets following specific waste collection and never end up in rubbish bins The product must be disposed on European Union markets following specific waste collection and never end up in rubbish bins The product must be disposed on European Union markets following specific waste collection and never end up in rubbish bins The product must be disposed on European Union markets following specific waste collection and never end up in rubbish bins The product must be disposed on European Union markets following specific waste collection and never end up in rubbish bins The product must be disposed on European Union markets following specific waste collection and never end up in rubbish bins The product must be disposed on European Union markets following specific waste collection and never end up in rubbish bins The product must be disposed on European Union markets following specific waste collection and never end up in rubbish bins The product must be disposed on European Union markets following specific waste collection and never end up in rubbish bins The product must be disposed on European Union markets following specific waste collection and never end up in rubbish bins The product must be disposed on European Union markets following specific waste collection and never end up in rubbish bins The product must be disposed on European Union markets following specific waste collection and never end up in rubbish bins The product must be disposed on European Union markets following specific waste collection and never end up in rubbish bins The product must be disposed on European Union markets following specific waste collection and never end up in rubbish bins The product must be disposed on European Union markets following specific waste collection and never end up in rubbish bins The product must be disposed on European Union markets following specific waste collection and never end up in rubbish bins The product must be disposed on European Union markets following specific waste collection and never end up in rubbish bins The product must be disposed on European Union markets following specific waste collection and never end up in rubbish bins The product must be disposed on European Union markets following specific waste collection and never end up in rubbish bins The product must be disposed on European Union markets following specific waste collection and never end up in rubbish bins The product must be disposed on European Union markets following specific waste collection and never end up in rubbish bins The product must be disposed on European Union markets following specific waste collection and never end up in rubbish bins The product must be disposed on European Union markets following specific waste collection and never end up in rubbish bins The product must be disposed on European Union markets following specific waste collection and never end up in rubbish bins The product must be disposed on European Union markets following specific waste collection and never end up in rubbish bins The product must be disposed on European Union markets following specific waste collection and never end up in rubbish bins The product must be disposed on European Union markets following specific waste collection and never end up in rubbish bins The product must be disposed on European Union markets following specific waste collection and never end up in rubbish bins The product must be disposed on European Union markets following specific waste collection and never end up in rubbish bins The product must be disposed on European Union markets following specific waste collection and never end up in rubbish bins The product must be disposed on European Union markets following specific waste collection and never end up in rubbish bins The product must be disposed on European Union markets following specific waste collection and never end up in rubbish bins The product must be disposed on European Union markets following specific waste collection and never end up in rubbish bins The product must be disposed on European Union markets following specific waste collection and never end up in rubbish bins The product must be disposed on European Union markets following specific waste collection and never end up in rubbish bins The product must be disposed on European Union markets following specific waste collection and never end up in rubbish bins The product must be disposed on European Union markets following specific waste collection and never end up in rubbish bins The product must be disposed on European Union markets following specific waste collection and never end up in rubbish bins The product must be disposed on European Union markets following specific waste collection and never end up in rubbish bins The product must be disposed on European Union markets following specific waste collection and never end up in rubbish bins The product must be disposed on European Union markets following specific waste collection and never end up in rubbish bins The product must be disposed on European Union markets following specific waste collection and never end up in rubbish bins The product must be disposed on European Union markets following specific waste collection and never end up in rubbish bins The product must be disposed on European Union markets following specific waste collection and never end up in rubbish bins The product must be disposed on European Union markets following specific waste collection and never end up in rubbish bins The product must be disposed on European Union markets following specific waste collection and never end up in rubbish bins The product must be disposed on European Union markets following specific waste collection and never end up in rubbish bins The product must be disposed on European Union markets following specific waste collection and never end up in rubbish bins The product must be disposed on European Union markets following specific waste collection and never end up in rubbish bins The product must be disposed on European Union markets following specific waste collection and never end up in rubbish bins The product must be disposed on European Union markets following specific waste collection and never end up in rubbish bins The product must be disposed on European Union markets following specific waste collection and never end up in rubbish bins The product must be disposed on European Union markets following specific waste collection and never end up in rubbish bins The product must be disposed on European Union markets following specific waste collection and never end up in rubbish bins The product must be disposed on European Union markets following specific waste collection and never end up in rubbish bins The product must be disposed on European Union markets following specific waste collection and never end up in rubbish bins The product must be disposed on European Union markets following specific waste collection and never end up in rubbish bins The product must be disposed on European Union markets following specific waste collection and never end up in rubbish bins The product must be disposed on European Union markets following specific waste collection and never end up in rubbish bins The product must be disposed on European Union markets following specific waste collection and never end up in rubbish bins The product must be disposed on European Union markets following specific waste collection and never end up in rubbish bins The product must be disposed on European Union markets following specific waste collection and never end up in rubbish bins The product must be disposed on European Union markets following specific waste collection and never end up in rubbish bins The product must be disposed on European Union markets following specific waste collection and never end up in rubbish bins The product must be disposed on European Union markets following specific waste collection and never end up in rubbish bins The product must be disposed on European Union markets following specific waste collection and never end up in rubbish bins The product must be disposed on European Union markets following specific waste collection and never end up in rubbish bins The product must be disposed on European Union markets following specific waste collection and never end up in rubbish bins The product must be disposed on European Union markets following specific waste collection and never end up in rubbish bins The product must be disposed on European Union markets following specific waste collection and never end up in rubbish bins The product must be disposed on European Union markets following specific waste collection and never end up in rubbish bins The product must be disposed on European Union markets following specific waste collection and never end up in rubbish bins The product must be disposed on European Union markets following specific waste collection and never end up in rubbish bins The product must be disposed on European Union markets following specific waste collection and never end up in rubbish bins The product must be disposed on European Union markets following specific waste collection and never end up in rubbish bins The product must be disposed on European Union markets following specific waste collection and never end up in rubbish bins The product must be disposed on European Union markets following specific waste collection and never end up in rubbish bins The product must be disposed on European Union markets following specific waste collection and never end up in rubbish bins The product must be disposed on European Union markets following specific waste collection and never end up in rubbish bins The product must be disposed on European Union markets following specific waste collection and never end up in rubbish bins The product must be disposed on European Union markets following specific waste collection and never end up in rubbish bins The product must be disposed on European Union markets following specific waste collection and never end up in rubbish bins The product must be disposed on European Union markets following specific waste collection and never end up in rubbish bins The product must be disposed on European Union markets following specific waste collection and never end up in rubbish bins The product must be disposed on European Union markets following specific waste collection and never end up in rubbish bins The product must be disposed on European Union markets following specific waste collection and never end up in rubbish bins The product must be disposed on European Union markets following specific waste collection and never end up in rubbish bins The product must be disposed on European Union markets following specific waste collection and never end up in rubbish bins The product must be disposed on European Union markets following specific waste collection and never end up in rubbish bins The product must be disposed on European Union markets following specific waste collection and never end up in rubbish bins The product must be disposed on European Union markets following specific waste collection and never end up in rubbish bins The product must be disposed on European Union markets following specific waste collection and never end up in rubbish bins The product must be disposed on European Union markets following specific waste collection and never end up in rubbish bins The product must be disposed on European Union markets following specific waste collection and never end up in rubbish bins The product must be disposed on European Union markets following specific waste collection and never end up in rubbish bins The product must be disposed on European Union markets following specific waste collection and never end up in rubbish bins The product must be disposed on European Union markets following specific waste collection and never end up in rubbish bins The product must be disposed on European Union markets following specific waste collection and never end up in rubbish bins The product must be disposed on European Union markets following specific waste collection and never end up in rubbish bins The product must be disposed on European Union markets following specific waste collection and never end up in rubbish bins The product must be disposed on European Union markets following specific waste collection and never end up in rubbish bins The product must be disposed on European Union markets following specific waste collection and never end up in rubbish bins The product must be disposed on European Union markets following specific waste collection and never end up in rubbish bins The product must be disposed on European Union markets following specific waste collection and never end up in rubbish bins The product must be disposed on European Union markets following specific waste collection and never end up in rubbish bins The product must be disposed on European Union markets following specific waste collection and never end up in rubbish bins The product must be disposed on European Union markets following specific waste collection and never end up in rubbish bins The product must be disposed on European Union markets following specific waste collection and never end up in rubbish bins The product must be disposed on European Union markets following specific waste collection and never end up in rubbish bins The product must be disposed on European Union markets following specific waste collection and never end up in rubbish bins The product must be disposed on European Union markets following specific waste collection and never end up in rubbish bins The product must be disposed on European Union markets following specific waste collection and never end up in rubbish bins The product must be disposed on European Union markets following specific waste collection and never end up in rubbish bins The product must be disposed on European Union markets following specific waste collection and never end up in rubbish bins The product must be disposed on European Union markets following specific waste collection and never end up in rubbish bins The product must be disposed on European Union markets following specific waste collection and never end up in rubbish bins The product must be disposed on European Union markets following specific waste collection and never end up in rubbish bins The product must be disposed on European Union markets following specific waste collection and never end up in rubbish bins The product must be disposed on European Union markets following specific waste collection and never end up in rubbish bins The product must be disposed on European Union markets following specific waste collection and never end up in rubbish bins The product must be disposed on European Union markets following specific waste collection and never end up in rubbish bins The product must be disposed on European Union markets following specific waste collection and never end up in rubbish bins The product must be disposed on European Union markets following specific waste collection and never end up in rubbish bins The product must be disposed on European Union markets following specific waste collection and never end up in rubbish bins The product must be disposed on European Union markets following specific waste collection and never end up in rubbish bins The product must be disposed on European Union markets following specific waste collection and never end up in rubbish bins The product must be disposed on European Union markets following specific waste collection and never end up in rubbish bins The product must be disposed on European Union markets following specific waste collection and never end up in rubbish bins The product must be disposed on European Union markets following specific waste collection and never end up in rubbish bins The product must be disposed on European Union markets following specific waste collection and never end up in rubbish bins The product must be disposed on European Union markets following specific waste collection and never end up in rubbish bins The product must be disposed on European Union markets following specific waste collection and never end up in rubbish bins The product must be disposed on European Union markets following specific waste collection and never end up in rubbish bins The product must be disposed on European Union markets following specific waste collection and never end up in rubbish bins The product must be disposed on European Union markets following specific waste collection and never end up in rubbish bins The product must be disposed on European Union markets following specific waste collection and never end up in rubbish bins The product must be disposed on European Union markets following specific waste collection and never end up in rubbish bins The product must be disposed on European Union markets following specific waste collection and never end up in rubbish bins The product must be disposed on European Union markets following specific waste collection and never end up in rubbish bins The product must be disposed on European Union markets following specific waste collection and never end up in rubbish bins The product must be disposed on European Union markets following specific waste collection and never end up in rubbish bins The product must be disposed on European Union markets following specific waste collection and never end up in rubbish bins The product must be disposed on European Union markets following specific waste collection and never end up in rubbish bins The product must be disposed on European Union markets following specific waste collection and never end up in rubbish bins The product must be disposed on
Packing Units | Package 1 Height | 0.270 dm 0.270 dm 0.270 dm 0.270 dm 0.270 dm 0.270 dm 0.270 dm 0.270 dm 0.270 dm 0.270 dm 0.270 dm 0.270 dm 0.270 dm 0.270 dm 0.270 dm
| Package 1 Length | 0.850 dm 0.850 dm 0.850 dm 0.850 dm 0.850 dm 0.850 dm 0.850 dm 0.850 dm 0.850 dm 0.850 dm 0.850 dm 0.850 dm 0.850 dm 0.850 dm 0.850 dm
| Package 1 Weight | 136 g 0.125 kg 0.108 kg 0.108 kg 0.106 kg 0.108 kg 0.108 kg 0.109 kg 0.102 kg 0.109 kg 0.101 kg 0.101 kg 0.101 kg 0.101 kg 0.103 kg 0.119 kg 3.68 kg 3.68 kg 0.678 kg 0.546 kg 0.649 kg 0.642 kg 0.546 kg 101 g 101 g 105 g 101 g 0.100 kg 101.9 g 104 g 109 g 110 g 0.102 kg 106 g 105 g 0.106 kg 0.106 kg 0.110 kg 100 g 100 g 101 g 0.110 kg 102 g 0.311 kg 0.311 kg 0.318 kg 0.546 kg 268 g 0.268 kg 0.594 kg 0.287 kg 1.032 kg 1.226 kg 1.226 kg 1.307 kg 1.586 kg 1.55 kg 0.266 kg 0.265 kg 0.266 kg 0.264 kg 0.536 kg 533 g 0.529 kg 534 g 60 g 69 g 72 g 160 g 170 g 170 g 199 g 238 g 276 g 101 g 101 g 105 g 101 g 0.100 kg 101.9 g 104 g 109 g 110 g 0.102 kg 106 g 105 g 0.106 kg 0.106 kg 0.110 kg 100 g 100 g 101 g 0.110 kg 102 g 0.393 kg 498 g 500 g 512 g 512 g 0.555 kg 0.571 kg 0.493 kg 0.545 kg 560 g 0.463 kg 0.561 kg 0.486 kg 0.486 kg 0.486 kg 0.496 kg 0.496 kg 0.232 kg 0.231 kg 0.231 kg 0.231 kg 266 g 261 g 264 g 266 g 266 g 261 g 280 g 275 g 280 g 280 g 280 g 274 g 280 g 280 g 275 g 280 g 280 g 280 g 269 g 272 g 266 g 272 g 268 g 260 g 267 g 268 g 270 g 0.268 kg 267 g 275 g 267 g 268 g 269 g 0.270 kg 268 g 267 g 0.271 kg 284 g 286 g 280 g 276 g 0.284 kg 0.281 kg 0.280 kg 275 g 0.275 kg 0.287 kg 276 g 0.273 kg 286 g 274 g 280 g 275 g 0.282 kg 0.440 kg 438 g 440 g 432 g 0.440 kg 0.440 kg 425 g 417 g 417 g 425 g 425 g 425 g 435 g 427 g 434 g 435 g 435 g 435 g 450 g 464 g 466 g 450 g 450 g 450 g 460 g 460 g 460 g 460 g 460 g 460 g 460 g 480 g 0.473 kg 460 g 460 g 460 g 298.000 g 298.000 g 298.000 g 296 g 298 g 300 g 275 g 276 g 0.276 kg 273 g 0.273 kg 280 g 281 g 281 g 285.9 g 0.283 kg 283.9 g 282.9 g 0.317 kg 322 g 320 g 0.320 kg 317 g 314 g 322 g 315 g 315 g 315 g 315 g 315 g 315 g 0.329 kg 340 g 333 g 0.329 kg 0.329 kg 0.329 kg 0.146 kg 0.143 kg 0.131 kg
| Package 1 width | 0.820 dm 0.820 dm 0.820 dm 0.820 dm 0.820 dm 0.820 dm 0.820 dm 0.820 dm 0.820 dm 0.820 dm 0.820 dm 0.820 dm 0.820 dm 0.820 dm 0.820 dm
| Package 2 Weight | 5.578 kg 29.44 kg 29.44 kg 1.409 kg 1.405 kg 855 g 1.407 kg 1.394 kg 9.698 kg 11.24 kg 11.24 kg 10.676 kg 9.634 kg 1.623 kg 1.782 kg 1.762 kg 6.715 kg 7 kg 7 kg 7.877 kg 9.079 kg 5.462 kg 1.409 kg 1.405 kg 855 g 1.407 kg 1.394 kg 11.194 kg 11.064 kg 11.476 kg 11.494 kg 12.502 kg 5.189 kg 5.166 kg 5.201 kg 5.195 kg 5.171 kg 5.421 kg 5.419 kg 5.4 kg 5.383 kg 5.439 kg 3.684 kg 3.79 kg 3.664 kg 3.697 kg 3.697 kg 3.569 kg 5.294 kg 3.692 kg 3.668 kg 3.713 kg 3.817 kg 3.865 kg 5.5 kg 5.412 kg 3.838 kg 3.838 kg 5.724 kg 5.68 kg 5.7 kg 5.479 kg 5.476 kg 5.589 kg 5.591 kg 5.976 kg 6.025 kg 6.176 kg 4.032 kg 3.992 kg 3.772 kg 3.838 kg 3.883 kg 4.286 kg 4.322 kg 4.28 kg 4.493 kg 4.416 kg 4.477 kg
| Package 3 Weight | 29.94 kg 49.792 kg 53.96 kg 60.284 kg 62.588 kg 71.516 kg