## status
0 | RM17JC00MW | https://www.se.com/ww/en/product/RM17JC00MW/ | Found
1 | RM17TA00 | https://www.se.com/ww/en/product/RM17TA00/ | Found
2 | RM17TE00 | https://www.se.com/ww/en/product/RM17TE00/ | Found
3 | RM10TE00 | https://www.se.com/ww/en/product/RM10TE00/ | Not Found
4 | RM10TE00 | https://www.se.com/us/en/product/RM10TE00/ | Not Found
5 | RM10TE00 | https://www.se.com/in/en/product/RM10TE00/ | Found
6 | RE22R2AMR | https://www.se.com/ww/en/product/RE22R2AMR/ | Found
7 | RE22R2CMR | https://www.se.com/ww/en/product/RE22R2CMR/ | Found
8 | RMTJ60BD | https://www.se.com/ww/en/product/RMTJ60BD/ | Found
9 | XVDLS37 | https://www.se.com/ww/en/product/XVDLS37/ | Found
10 | XVDLS38 | https://www.se.com/ww/en/product/XVDLS38/ | Found
11 | RHT428B | https://www.se.com/ww/en/product/RHT428B/ | Found
12 | RHT418BE | https://www.se.com/ww/en/product/RHT418BE/ | Found
13 | RSB1A160M7S | https://www.se.com/ww/en/product/RSB1A160M7S/ | Found
14 | RSB1A160NDS | https://www.se.com/ww/en/product/RSB1A160NDS/ | Found
15 | RSB2A080P7S | https://www.se.com/ww/en/product/RSB2A080P7S/ | Found
16 | RSB2A080RDS | https://www.se.com/ww/en/product/RSB2A080RDS/ | Found
17 | RSB2A080U7S | https://www.se.com/ww/en/product/RSB2A080U7S/ | Found
18 | RSB2A080M7S | https://www.se.com/ww/en/product/RSB2A080M7S/ | Found
19 | RXG11RD | https://www.se.com/ww/en/product/RXG11RD/ | Found
20 | RXM2AB1B7 | https://www.se.com/ww/en/product/RXM2AB1B7/ | Found
21 | RXM4AB1B7 | https://www.se.com/ww/en/product/RXM4AB1B7/ | Found

## raw_datasheet
| Reference | Section | Parameters | Value | Temp_Parameters | Param_ID | Spec_Data | Similiarity | X_Correction
0 | RM17JC00MW | Main | range of product | Zelio Control | _79.0 | RM17JC00MW_79.0 | nan | 0
1 | RM17JC00MW | Main | product or component type | Modular measurement and control relays | _0.0 | RM17JC00MW_0.0 | nan | 0
2 | RM17JC00MW | Main | relay type | Current control relay | _80.0 | RM17JC00MW_80.0 | nan | 0
3 | RM17JC00MW | Main | relay name | RM17JC | _72.0 | RM17JC00MW_72.0 | nan | 0
4 | RM17JC00MW | Main | relay monitored parameters | Overcurrent detection | _81.0 | RM17JC00MW_81.0 | nan | 0
5 | RM17JC00MW | Main | time delay | Without | _96.0 | RM17JC00MW_96.0 | - ¦ ,"OFF" delay, - ¦ ,"ON" delay, - ¦ ,Inhibition, | 0
6 | RM17JC00MW | Main | switching capacity in VA | 1250 VA | _59.0 | RM17JC00MW_59.0 | ~ 250 ¦ ,Maximum switching voltage, 8 ¦ ,Maximum switching current, 2000 ¦ ,Maximum switching capacity, | 0
7 | RM17JC00MW | Main | minimum switching current | 10 mA at 5 V DC | _88.0 | RM17JC00MW_88.0 | nan | 0
8 | RM17JC00MW | Main | maximum power consumption in VA | 3 VA | _67.0 | RM17JC00MW_67.0 | ~ 3VA, -- 1W | 0
9 | RM17JC00MW | Main | measurement range | 2...20 A current | _95.0 | RM17JC00MW_95.0 | nan | 0
10 | RM17JC00MW | Main | utilisation category | AC-12 conforming to IEC 60947-5-1 AC-13 conforming to IEC 60947-5-1 AC-14 conforming to IEC 60947-5-1 AC-15 conforming to IEC 60947-5-1 DC-12 conforming to IEC 60947-5-1 DC-13 conforming to IEC 60947-5-1 DC-14 conforming to IEC 60947-5-1 | _0.0 | RM17JC00MW_0.0 | nan | 0
11 | RM17JC00MW | Complementary | maximum switching voltage | 250 V AC/DC | _87.0 | RM17JC00MW_87.0 | nan | 0
12 | RM17JC00MW | Complementary | [Us] rated supply voltage | 24...240 V AC/DC 50/60 Hz +/- 10 % | _11.0 | RM17JC00MW_11.0 | ~/-- 24…240 ~/-- 20.4…264 | 0
13 | RM17JC00MW | Complementary | supply voltage limits | 20.4…264 V AC/DC | _11.0 | RM17JC00MW_11.0 | ~/-- 24…240 ~/-- 20.4…264 | 50
14 | RM17JC00MW | Complementary | operating voltage tolerance | - 15 % + 10 % Un | _0.0 | RM17JC00MW_0.0 | nan | 0
15 | RM17JC00MW | Complementary | maximum power consumption in W | 1 W | _67.0 | RM17JC00MW_67.0 | ~ 3VA, -- 1W | 0
16 | RM17JC00MW | Complementary | control circuit frequency | 40...70 Hz sinusoidal | _25.0 | RM17JC00MW_25.0 | nan | 0
17 | RM17JC00MW | Complementary | output contacts | 1 C/O | _0.0 | RM17JC00MW_0.0 | nan | 0
18 | RM17JC00MW | Complementary | nominal output current | 5 A | _0.0 | RM17JC00MW_0.0 | nan | 0
19 | RM17JC00MW | Complementary | maximum measuring cycle | 30 ms measurement cycle as true rms value | _58.0 | RM17JC00MW_58.0 | nan | 0
20 | RM17JC00MW | Complementary | hysteresis | 15 % fixed of threshold setting | _24.0 | RM17JC00MW_24.0 | nan | 0
21 | RM17JC00MW | Complementary | delay at power up | 0.5 s | _10.0 | RM17JC00MW_10.0 | =< 500 | 0
22 | RM17JC00MW | Complementary | measurement accuracy | +/- 10 % of the full scale value | _44.0 | RM17JC00MW_44.0 | nan | 0
23 | RM17JC00MW | Complementary | repeat accuracy | +/- 0.5 % for input and measurement circuit | _46.0 | RM17JC00MW_46.0 | nan | 0
24 | RM17JC00MW | Complementary | measurement error | +/- 0.05 %/°C with temperature variation < 1 % over the whole range with voltage variation | _0.0 | RM17JC00MW_0.0 | nan | 0
25 | RM17JC00MW | Complementary | response time | < 200 ms (in the event of a fault) | _35.0 | RM17JC00MW_35.0 | =< 200 ¦ ,on crossing the threshold, | 25
26 | RM17JC00MW | Complementary | polarity | Yes DC | _64.0 | RM17JC00MW_64.0 | nan | 0
27 | RM17JC00MW | Complementary | threshold setting | 10...100 % | _91.0 | RM17JC00MW_91.0 | nan | 0
28 | RM17JC00MW | Complementary | input current | 100000 mA permanent at 25 °C 300000 mA non repetitive < 3 s at 25 °C | _0.0 | RM17JC00MW_0.0 | nan | 0
29 | RM17JC00MW | Complementary | marking | CE : 73/23/EEC CE : EMC 89/336/EEC | _31.0 | RM17JC00MW_31.0 | UL, CSA, GL, C-Tick, GOST, CE, CCC | 8
30 | RM17JC00MW | Complementary | overvoltage category | III conforming to IEC 60664-1 | _55.0 | RM17JC00MW_55.0 | III ¦ IEC60664-1 | 29
31 | RM17JC00MW | Complementary | insulation resistance | > 500 MOhm at 500 V DC conforming to IEC 60255-5 > 500 MOhm at 500 V DC conforming to IEC 60664-1 | _4.0 | RM17JC00MW_4.0 | IEC60255-27,Supply / Input 1, IEC60255-27,Supply / Input 2, IEC60255-27,Supply / Input 3, IEC60255-27,Supply / Output 1, IEC60255-27,Supply / Output 2, IEC60255-27,Output 1 / Output 2, IEC60255-27,Input 1 / Output 1, IEC60255-27,Input 1 / Output 2, IEC60255-27,Input 2 / Output 1, IEC60255-27,Input 2 / Output 2, IEC60255-27,Input 3 / Output 1, IEC60255-27,Input 3 / Output 2, IEC60255-27,Input 1 / Input 2, IEC60255-27,Input 2 / Input 3, IEC60255-27,Input 1 / Input 3, | 0
32 | RM17JC00MW | Complementary | [Ui] rated insulation voltage | 400 V conforming to IEC 60664-1 | _8.0 | RM17JC00MW_8.0 | IEC60664-1,Supply, IEC60664-1,Input 1, IEC60664-1,Input 2, IEC60664-1,Input 3, 4 ¦ IEC60664-1,Output 1, IEC60664-1,Output 2, IEC60664-1,Supply / Input 1,Galvanic IEC60664-1,Supply / Input 2,Isolated IEC60664-1,Supply / Input 3,Circuit IEC60664-1,Supply / Output 1, IEC60664-1,Supply / Output 2, IEC60664-1,Output 1 / Output 2, IEC60664-1,Input 1 / Output 1, IEC60664-1,Input 1 / Output 2, IEC60664-1,Input 2 / Output 1, 2 @ 50Hz for 1 minutes ¦ IEC60664-1,Input 2 / Output 2, IEC60664-1,Input 3 / Output 1, IEC60664-1,Input 3 / Output 2, IEC60664-1,Input 1 / Input 2, IEC60664-1,Input 2 / Input 3, IEC60664-1,Input 1 / Input 3, | 0
33 | RM17JC00MW | Complementary | insulation | Between supply and measurement | _8.0 | RM17JC00MW_8.0 | IEC60664-1,Supply, IEC60664-1,Input 1, IEC60664-1,Input 2, IEC60664-1,Input 3, 4 ¦ IEC60664-1,Output 1, IEC60664-1,Output 2, IEC60664-1,Supply / Input 1,Galvanic IEC60664-1,Supply / Input 2,Isolated IEC60664-1,Supply / Input 3,Circuit IEC60664-1,Supply / Output 1, IEC60664-1,Supply / Output 2, IEC60664-1,Output 1 / Output 2, IEC60664-1,Input 1 / Output 1, IEC60664-1,Input 1 / Output 2, IEC60664-1,Input 2 / Output 1, 2 @ 50Hz for 1 minutes ¦ IEC60664-1,Input 2 / Output 2, IEC60664-1,Input 3 / Output 1, IEC60664-1,Input 3 / Output 2, IEC60664-1,Input 1 / Input 2, IEC60664-1,Input 2 / Input 3, IEC60664-1,Input 1 / Input 3, | 18
34 | RM17JC00MW | Complementary | operating position | Any position without derating | _50.0 | RM17JC00MW_50.0 | Any position ¦ ,In relation to normal vertical mounting plane, | 19
35 | RM17JC00MW | Complementary | connections - terminals | Screw terminals, 1 x 0.5...1 x 4 mm² (AWG 20...AWG 11) solid without cable end Screw terminals, 2 x 0.5...2 x 2.5 mm² (AWG 20...AWG 14) solid without cable end Screw terminals, 1 x 0.2...1 x 2.5 mm² (AWG 24...AWG 12) flexible with cable end Screw terminals, 2 x 0.2...2 x 1.5 mm² (AWG 24...AWG 16) flexible with cable end | _17.0 | RM17JC00MW_17.0 | 1 conductor:0.5…4 (AWG20…AWG11) 2 conductor:0.5…2.5 (AWG20…AWG14) ¦ IEC60947-1,Solid cable without cable end (screw terminal), 1 conductor:0.2…2.5 (AWG24…AWG12) 2 conductor:0.2…1.5 (AWG24…AWG16) ¦ IEC60947-1,Flexible cable with cable end (screw terminal), - ¦ IEC60947-1,Solid cable (spring terminal), - ¦ IEC60947-1,Flexible cable (spring terminal), | 23
36 | RM17JC00MW | Complementary | tightening torque | 0.6…1 N.m conforming to IEC 60947-1 | _42.0 | RM17JC00MW_42.0 | 0.6…1 ¦ IEC60947-1,Tightening torque, | 17
37 | RM17JC00MW | Complementary | housing material | Self-extinguishing plastic | _0.0 | RM17JC00MW_0.0 | nan | 0
38 | RM17JC00MW | Complementary | local signalling | LED (green) for power ON LED (yellow) for relay ON | _30.0 | RM17JC00MW_30.0 | Power supply availability, Power supply not availability, Timing in-progress, Output is energized, Output is de-energized, Range Setting Changes, | 0
39 | RM17JC00MW | Complementary | mounting support | 35 mm symmetrical DIN rail conforming to EN/IEC 60715 | _51.0 | RM17JC00MW_51.0 | On Top Hat 35mm DIN rail ¦ IEC/EN 60715,Without socket, - ¦ IEC/EN 60715,With socket, | 27
40 | RM17JC00MW | Complementary | electrical durability | 100000 cycles | _6.0 | RM17JC00MW_6.0 | 1 x 105 switching cycles ¦ IEC60947-4-1,AC-1, IEC60947-4-1,DC-1, IEC60947-5-1,AC-15, IEC60947-5-1,DC-13, | 9
41 | RM17JC00MW | Complementary | mechanical durability | 30000000 cycles | _9.0 | RM17JC00MW_9.0 | 30 x 106 switching cycles ¦ IEC61810-1 | 19
42 | RM17JC00MW | Complementary | operating rate | <= 360 operations/hour full load | _0.0 | RM17JC00MW_0.0 | nan | 0
43 | RM17JC00MW | Complementary | contacts material | Cadmium free | _18.0 | RM17JC00MW_18.0 | Cadmium free | 50
44 | RM17JC00MW | Complementary | width | 17.5 mm | _3.0 | RM17JC00MW_3.0 | 17.5 x 90 x 72 ¦ ,Width, | 14
45 | RM17JC00MW | Complementary | net weight | 0.13 kg | _298.0 | RM17JC00MW_298.0 | 110 | 0
46 | RM17JC00MW | Environment | immunity to microbreaks | 10 ms | _5.0 | RM17JC00MW_5.0 | 10 | 50
47 | RM17JC00MW | Environment | electromagnetic compatibility | Emission standard for industrial environments conforming to EN/IEC 61000-6-4 Emission standard for residential, commercial and light-industrial environments conforming to EN/IEC 61000-6-3 Immunity for industrial environments conforming to NF EN/IEC 61000-6-2 | _23.0 | RM17JC00MW_23.0 | IEC61000-6-2 ¦ ,Generic immunity standard, Level 3 (6kV / 8kV) ¦ IEC61000-4-2,Electrostatic discharge, Level 3 (10V/m) ¦ IEC61000-4-3,Radiated RF & electromagnetic field, Level 3 (2kV coupling / 4kV direct) ¦ IEC61000-4-4,Fast transient / burst, Level 3 (1kV phase-phase) ¦ IEC61000-4-5,Surge, Level 3 (10V) ¦ IEC61000-4-6,Conducted RF disturbance, IEC61000-4-8,Power frequency magnetic field, Class 3 (0%, 40%, 70%, 80% of Us) ¦ IEC61000-4-11,Voltage dips, short interruption & variations on power line, IEC61000-4-18,1 MHz oscillation wave, IEC61000-4-29,DC voltage interruption, Not tested ¦ IEC61000-4-13,Low frequency harmonics, · ¦ Germanisher Lloyd,Conducted low frequency interference (harmonics), IEC61000-6-3, IEC61000-6-4 ¦ ,Generic emission standard, Class B ¦ EN55022 / CISPR22,Radiated RF & electromagnetic field (IT equiment), Class B ¦ EN55011 / CISPR11,Radiated RF & electromagnetic field (Medical equiment), EMC 2 ¦ Germanisher Lloyd,Radiated emission from enclosure port, Class B ¦ EN55022 / CISPR22,Conducted RF emission on power line (IT equiment), Class B ¦ EN55011 / CISPR11,Conducted RF emission on power line (Medical equiment), EMC 2 ¦ Germanisher Lloyd,Conducted emission, | 3
48 | RM17JC00MW | Environment | standards | EN/IEC 60255-6 | _21.0 | RM17JC00MW_21.0 | EN60255-6, IEC60255-6 No 73/23/EEC + 93/68/EEC No 89/336/EEC + 92/31/EEC + 93/68/EEC 2002/95/EC | 0
49 | RM17JC00MW | Environment | product certifications | GL C-Tick GOST UL CSA | _32.0 | RM17JC00MW_32.0 | UL, CSA, GL, C-Tick, GOST, CCC | 9
50 | RM17JC00MW | Environment | ambient air temperature for storage | -40…70 °C | _13.0 | RM17JC00MW_13.0 | -40…+70 ¦ ,Storage, | 0
51 | RM17JC00MW | Environment | ambient air temperature for operation | -20…50 °C | _12.0 | RM17JC00MW_12.0 | -20…+50 ¦ ,Operation, | 0
52 | RM17JC00MW | Environment | relative humidity | 95 % at 55 °C conforming to IEC 60068-2-30 | _33.0 | RM17JC00MW_33.0 | 2 cycles 24h ;+25°C +55°C 95%HR ¦ IEC60068-2-30,Damp heat, | 17
53 | RM17JC00MW | Environment | vibration resistance | 0.35 mm (f= 5…57.6 Hz) conforming to IEC 60068-2-6 1 gn (f= 57.6…150 Hz) conforming to IEC 60255-21-1 | _43.0 | RM17JC00MW_43.0 | 0.035mm from 10Hz…150Hz ¦ IEC60068-2-6 | 0
54 | RM17JC00MW | Environment | shock resistance | 15 gn for 11 ms conforming to IEC 60255-21-1 | _37.0 | RM17JC00MW_37.0 | 5 gn ¦ IEC60068-2-27 | 25
55 | RM17JC00MW | Environment | IP degree of protection | IP20 (terminals) conforming to IEC 60529 IP30 (casing) conforming to IEC 60529 | _29.0 | RM17JC00MW_29.0 | IP20 ¦ IEC60529,Terminal Block, IP30 ¦ IEC60529,Housing, IEC60529,Front Panel, | 23
56 | RM17JC00MW | Environment | pollution degree | 3 conforming to IEC 60664-1 | _40.0 | RM17JC00MW_40.0 | 3 ¦ IEC60664-1 | 29
57 | RM17JC00MW | Environment | dielectric test voltage | 2 kV AC 50 Hz | _20.0 | RM17JC00MW_20.0 | Yes ¦ IEC60255-27,Supply / Input 1, Yes ¦ IEC60255-27,Supply / Input 2, Yes ¦ IEC60255-27,Supply / Input 3, IEC60255-27,Supply / Output 1, IEC60255-27,Supply / Output 2, IEC60255-27,Output 1 / Output 2, IEC60255-27,Input 1 / Output 1, IEC60255-27,Input 1 / Output 2, IEC60255-27,Input 2 / Output 1, IEC60255-27,Input 2 / Output 2, IEC60255-27,Input 3 / Output 1, IEC60255-27,Input 3 / Output 2, IEC60255-27,Input 1 / Input 2, IEC60255-27,Input 2 / Input 3, IEC60255-27,Input 1 / Input 3, | 29
58 | RM17JC00MW | Environment | non-dissipating shock wave | 4 kV | _7.0 | RM17JC00MW_7.0 | IEC60664-1,Supply, IEC60664-1,Input 1, IEC60664-1,Input 2, IEC60664-1,Input 3, IEC60664-1,Output 1, IEC60664-1,Output 2, IEC60664-1,Supply / Input 1,Galvanic IEC60664-1,Supply / Input 2,Isolated IEC60664-1,Supply / Input 3,Circuit IEC60664-1,Supply / Output 1, IEC60664-1,Supply / Output 2, IEC60664-1,Output 1 / Output 2, IEC60664-1,Input 1 / Output 1, IEC60664-1,Input 1 / Output 2, IEC60664-1,Input 2 / Output 1, > 500MOhm @ -- 500V ¦ IEC60664-1,Input 2 / Output 2, IEC60664-1,Input 3 / Output 1, IEC60664-1,Input 3 / Output 2, IEC60664-1,Input 1 / Input 2, IEC60664-1,Input 2 / Input 3, IEC60664-1,Input 1 / Input 3, | 0
59 | RM17JC00MW | Packing Units | Package 1 Weight | 120 g | _298.0 | RM17JC00MW_298.0 | 110 | 0
60 | RM17JC00MW | Packing Units | Package 2 Weight | 4.295 kg | _299.0 | RM17JC00MW_299.0 | nan | 0
61 | RM17JC00MW | Offer Sustainability | Sustainable offer status | Green Premium product | _295.0 | RM17JC00MW_295.0 | nan | 0
62 | RM17JC00MW | Offer Sustainability | REACh Regulation | REACh Declaration | _292.0 | RM17JC00MW_292.0 | nan | 0
63 | RM17JC00MW | Offer Sustainability | EU RoHS Directive | Pro-active compliance (Product out of EU RoHS legal scope) EU RoHS Declaration | _21.0 | RM17JC00MW_21.0 | EN60255-6, IEC60255-6 No 73/23/EEC + 93/68/EEC No 89/336/EEC + 92/31/EEC + 93/68/EEC 2002/95/EC | 0
64 | RM17JC00MW | Offer Sustainability | Mercury free | Yes | _291.0 | RM17JC00MW_291.0 | nan | 0
65 | RM17JC00MW | Offer Sustainability | RoHS exemption information | Yes | _294.0 | RM17JC00MW_294.0 | nan | 0
66 | RM17JC00MW | Offer Sustainability | China RoHS Regulation | China RoHS declaration | _288.0 | RM17JC00MW_288.0 | nan | 0
67 | RM17JC00MW | Offer Sustainability | Environmental Disclosure | Product Environmental Profile | _290.0 | RM17JC00MW_290.0 | nan | 0
68 | RM17JC00MW | Offer Sustainability | Circularity Profile | End of Life Information | _289.0 | RM17JC00MW_289.0 | nan | 0
69 | RM17JC00MW | Offer Sustainability | WEEE | The product must be disposed on European Union markets following specific waste collection and never end up in rubbish bins | _297.0 | RM17JC00MW_297.0 | nan | 0
70 | RM17JC00MW | Contractual warranty | Warranty | 18 months | _287.0 | RM17JC00MW_287.0 | nan | 0
71 | RM17TA00 | Main | range of product | Zelio Control | _79.0 | RM17TA00_79.0 | nan | 0
72 | RM17TA00 | Main | product or component type | Modular measurement and control relays | _0.0 | RM17TA00_0.0 | nan | 0
73 | RM17TA00 | Main | relay type | Multifunction control relay | _80.0 | RM17TA00_80.0 | nan | 0
74 | RM17TA00 | Main | product specific application | For 3-phase supply | _0.0 | RM17TA00_0.0 | nan | 0
75 | RM17TA00 | Main | relay name | RM17TA | _72.0 | RM17TA00_72.0 | nan | 0
76 | RM17TA00 | Main | relay monitored parameters | Asymmetry Phase sequence Phase failure detection | _81.0 | RM17TA00_81.0 | governed by response time only, status reflects to both R1 & R2 ¦ ,Phase lost , governed by response time only, status reflects to both R1 & R2 ¦ ,Phase sequence, - ¦ ,Over / undervoltage (symmetry windows mode), - ¦ ,Over voltage, - ¦ ,Undervoltage , governed by time delay, status reflects to both R1 & R2 ¦ ,Phase asymmetry, - ¦ ,Disconnection of neutral, - ¦ ,Voltage Regeneration, governed by response time only, status reflects to both R1 & R2 ¦ ,Extreme undervoltage, governed by response time only, status reflects to both R1 & R2 ¦ ,Extreme overvoltage, governed by response time only, status reflects to both R1 & R2 ¦ ,Extreme asymmetry, | 10
77 | RM17TA00 | Main | time delay | Adjustable 0.1...10 s, +/- 10 % of the full scale value | _96.0 | RM17TA00_96.0 | Adjustable 0.1…10 ¦ ,"OFF" delay, - ¦ ,"ON" delay, - ¦ ,Inhibition, | 17
78 | RM17TA00 | Main | switching capacity in VA | 1250 VA | _59.0 | RM17TA00_59.0 | 250V ¦ ,Maximum switching voltage, 5A ¦ ,Maximum switching current, - ¦ ,Maximum switching capacity, | 0
79 | RM17TA00 | Main | measurement range | 208...480 V voltage AC | _95.0 | RM17TA00_95.0 | - ¦ ,Phase lost , - ¦ ,Phase sequence, - ¦ ,Over / undervoltage (symmetry windows mode), - ¦ ,Over voltage, - ¦ ,Undervoltage , +5…+15 % in the ranges 3 x ~ 208…480 ¦ ,Phase asymmetry, - ¦ ,Disconnection of neutral, - ¦ ,Voltage Regeneration, - ¦ ,Extreme undervoltage, - ¦ ,Extreme Overvoltage, - ¦ ,Extreme Asymmetry, | 12
80 | RM17TA00 | Complementary | reset time | 1500 ms time delay | _34.0 | RM17TA00_34.0 | =< 1500 at maximum rated supply voltage ¦ ,through Un power reset, - ¦ ,through front panel reset, - ¦ ,through input control reset, | 11
81 | RM17TA00 | Complementary | maximum switching voltage | 250 V AC 250 V DC | _87.0 | RM17TA00_87.0 | nan | 0
82 | RM17TA00 | Complementary | minimum switching current | 10 mA at 5 V DC | _88.0 | RM17TA00_88.0 | nan | 0
83 | RM17TA00 | Complementary | maximum switching current | 5 A AC 5 A DC | _86.0 | RM17TA00_86.0 | nan | 0
84 | RM17TA00 | Complementary | supply voltage limits | 183…528 V AC | _11.0 | RM17TA00_11.0 | ~ 3 x 208…3 x 480 ~ 3 x 183…3 x 528 | 0
85 | RM17TA00 | Complementary | control circuit voltage limits | - 12 % + 10 % Un | _0.0 | RM17TA00_0.0 | nan | 0
86 | RM17TA00 | Complementary | power consumption in VA | 0…22 VA at 400 V AC 50 Hz | _67.0 | RM17TA00_67.0 | 28VA @ 480VAC, 60Hz 18VA @ 400VAC, 50Hz | 0
87 | RM17TA00 | Complementary | control circuit frequency | 50...60 Hz +/- 10 % | _25.0 | RM17TA00_25.0 | 50 / 60 ¦ ,Rated frequency, 45…66 ¦ ,Frequency operating range, | 35
88 | RM17TA00 | Complementary | output contacts | 1 C/O | _0.0 | RM17TA00_0.0 | nan | 0
89 | RM17TA00 | Complementary | nominal output current | 5 A | _0.0 | RM17TA00_0.0 | nan | 0
90 | RM17TA00 | Complementary | measurement voltage limits | 183…528 V AC | _0.0 | RM17TA00_0.0 | nan | 0
91 | RM17TA00 | Complementary | hysteresis | 2 % | _24.0 | RM17TA00_24.0 | All phase cut recover ¦ ,Phase cut, Total phase swap recover Internal design spec: L23 lags L13 < 180o ¦ ,Phase sequence, - ¦ ,Over / undervoltage (symmetry windows mode), - ¦ ,Over voltage, - ¦ ,Undervoltage , Fixed 2% of selected Un Internal design spec: 2% +/- 1.5% ¦ ,Phase asymmetry, - ¦ ,Disconnection of neutral, - ¦ ,Voltage Regeneration, All phases >195V Internal design spec: All phases >180V +/- 5% ¦ ,Extreme undervoltage (Phase loss), Internal design spec: All phases <533V +/- 5% ¦ ,Extreme Overvoltage, - ¦ ,Extreme Asymmetry, | 8
92 | RM17TA00 | Complementary | delay at power up | 650 ms | _10.0 | RM17TA00_10.0 | =< 650 Internal Design spec: >300ms and =< 650ms when product is fully discharged at min rated voltage | 30
93 | RM17TA00 | Complementary | maximum measuring cycle | 150 ms measurement cycle as true rms value | _58.0 | RM17TA00_58.0 | 150ms / measurement as true rms value ¦ ,Maximum measuring cycles, | 29
94 | RM17TA00 | Complementary | threshold adjustment voltage | +2...+17 % in the range 480 V AC 2...20 % of Un selected -2...-17 % in the range 220 V AC -2...-12 % in the range 208 V AC | _91.0 | RM17TA00_91.0 | nan | 0
95 | RM17TA00 | Complementary | voltage range | 208...480 V phase to phase | _78.0 | RM17TA00_78.0 | 250V ¦ IEC61810-1,Rated switching voltage, | 0
96 | RM17TA00 | Complementary | adjustment of asymmetry threshold | 5...15 % of Un selected | _0.0 | RM17TA00_0.0 | nan | 0
97 | RM17TA00 | Complementary | repeat accuracy | 0.5 % for input and measurement circuit 3 % for time delay | _46.0 | RM17TA00_46.0 | +/- 0.5% ¦ ,Repeat accuracy (constant parameters), | 13
98 | RM17TA00 | Complementary | measurement error | < 0.05 %/°C with temperature variation < 1 % over the whole range with voltage variation | _0.0 | RM17TA00_0.0 | nan | 0
99 | RM17TA00 | Complementary | phase failure sensitivity | 0.7 Un | _0.0 | RM17TA00_0.0 | nan | 0
100 | RM17TA00 | Complementary | response time | < 200 ms (in the event of a fault) | _35.0 | RM17TA00_35.0 | =< 200 ¦ ,on crossing the threshold, - - - - | 25
101 | RM17TA00 | Complementary | marking | CE | _31.0 | RM17TA00_31.0 | UL, CSA, DNVGL, RCM, EAC, CCC, CE, China ROHS | 7
102 | RM17TA00 | Complementary | overvoltage category | III conforming to IEC 60664-1 | _55.0 | RM17TA00_55.0 | 3 ¦ IEC60664-1 | 0
103 | RM17TA00 | Complementary | insulation resistance | > 500 MOhm at 500 V DC conforming to IEC 60255-5 > 500 MOhm at 500 V DC conforming to IEC 60664-1 | _4.0 | RM17TA00_4.0 | - ¦ IEC60255-27,Supply / Input 1, - ¦ IEC60255-27,Supply / Input 2, - ¦ IEC60255-27,Supply / Input 3, >100 MOhm at 500 V DC ¦ IEC60255-27,Supply / Output 1, - ¦ IEC60255-27,Supply / Output 2, - ¦ IEC60255-27,Output 1 / Output 2, - ¦ IEC60255-27,Input 1 / Output 1, - ¦ IEC60255-27,Input 1 / Output 2, - ¦ IEC60255-27,Input 2 / Output 1, - ¦ IEC60255-27,Input 2 / Output 2, - ¦ IEC60255-27,Input 3 / Output 1, - ¦ IEC60255-27,Input 3 / Output 2, - ¦ IEC60255-27,Input 1 / Input 2, - ¦ IEC60255-27,Input 2 / Input 3, - ¦ IEC60255-27,Input 1 / Input 3, | 6
104 | RM17TA00 | Complementary | [Ui] rated insulation voltage | 400 V conforming to IEC 60664-1 | _8.0 | RM17TA00_8.0 | 500V ¦ IEC60664-1,Supply, - ¦ IEC60664-1,Input 1, - ¦ IEC60664-1,Input 2, - ¦ IEC60664-1,Input 3, 250V ¦ IEC60664-1,Output 1, - ¦ IEC60664-1,Output 2, - ¦ IEC60664-1,Supply / Input 1,Galvanic - ¦ IEC60664-1,Supply / Input 2,Isolated - ¦ IEC60664-1,Supply / Input 3,Circuit 500V ¦ IEC60664-1,Supply / Output 1, - ¦ IEC60664-1,Supply / Output 2, - ¦ IEC60664-1,Output 1 / Output 2, - ¦ IEC60664-1,Input 1 / Output 1, - ¦ IEC60664-1,Input 1 / Output 2, - ¦ IEC60664-1,Input 2 / Output 1, - ¦ IEC60664-1,Input 2 / Output 2, - ¦ IEC60664-1,Input 3 / Output 1, - ¦ IEC60664-1,Input 3 / Output 2, - ¦ IEC60664-1,Input 1 / Input 2, - ¦ IEC60664-1,Input 2 / Input 3, - ¦ IEC60664-1,Input 1 / Input 3, | 0
105 | RM17TA00 | Complementary | supply frequency | 50/60 Hz +/- 10 % | _38.0 | RM17TA00_38.0 | 50 / 60 45…66 | 0
106 | RM17TA00 | Complementary | operating position | Any position without derating | _50.0 | RM17TA00_50.0 | Any position ¦ ,In relation to normal vertical mounting plane, | 19
107 | RM17TA00 | Complementary | connections - terminals | Screw terminals, 1 x 0.5...1 x 4 mm² (AWG 20...AWG 11) solid without cable end Screw terminals, 2 x 0.5...2 x 2.5 mm² (AWG 20...AWG 14) solid without cable end Screw terminals, 1 x 0.2...1 x 2.5 mm² (AWG 24...AWG 12) flexible with cable end Screw terminals, 2 x 0.2...2 x 1.5 mm² (AWG 24...AWG 16) flexible with cable end | _17.0 | RM17TA00_17.0 | 1 conductor: 0.5…3.3 (AWG 20…AWG 12) 2 conductors: 0.5…2.5 (AWG 20…AWG 14) ¦ IEC60947-1,Solid cable without cable end (screw terminal), 1 conductor: 0.5…2.5 (AWG 20…AWG 14) 2 conductors: 0.5…1.5 (AWG 20…AWG 16) ¦ IEC60947-1,Flexible cable with cable end (screw terminal), - ¦ IEC60947-1,Solid cable (spring terminal), - ¦ IEC60947-1,Flexible cable (spring terminal), | 28
108 | RM17TA00 | Complementary | tightening torque | 0.6…1 N.m conforming to IEC 60947-1 | _42.0 | RM17TA00_42.0 | 0.6…1 Nm ¦ IEC60947-1,Tightening torque, | 16
109 | RM17TA00 | Complementary | housing material | Self-extinguishing plastic | _0.0 | RM17TA00_0.0 | nan | 0
110 | RM17TA00 | Complementary | local signalling | LED (green) for power ON LED (yellow) for relay ON | _30.0 | RM17TA00_30.0 | Un (Green) R (Amber) Un - ON ¦ ,Power supply availability, Un - OFF ¦ ,Power supply not availability, R - Slow Blink (50% ON; 50% OFF) @ 1Hz ¦ ,Timing in-progress, R - ON ¦ ,Output is energized, R - OFF ¦ ,Output is de-energized, All LEDs - Fast Blink (5% ON; 95% OFF) @ 1Hz ¦ ,Range Setting Changes, - ¦ ,Phase Cut, - ¦ ,Phase Sequence Swap, - ¦ ,Undervoltage <U, - ¦ ,Overvoltage >U, - ¦ ,Phase Asymmetry, - ¦ ,Voltage Regeneration, - ¦ ,Extreme Undervoltage <U (Phase loss), - ¦ ,Extreme Overvoltage >U, - ¦ ,Extreme Phase Asymmetry, | 11
111 | RM17TA00 | Complementary | mounting support | 35 mm symmetrical DIN rail conforming to EN/IEC 60715 | _51.0 | RM17TA00_51.0 | On 35 mm DIN rail ¦ IEC/EN 60715,Without socket, - ¦ IEC/EN 60715,With socket, | 41
112 | RM17TA00 | Complementary | electrical durability | 100000 cycles | _6.0 | RM17TA00_6.0 | NO: 250VAC/5A, 100k cycles ¦ IEC60947-4-1,AC-1, NO: 24VDC/5A, 100k cycles ¦ IEC60947-4-1,DC-1, NO: 250VAC/0.15A, 100k cycles ¦ IEC60947-5-1,AC-15, NO: 24VDC/1A, 100k cycles ¦ IEC60947-5-1,DC-13, | 0
113 | RM17TA00 | Complementary | mechanical durability | 30000000 cycles | _9.0 | RM17TA00_9.0 | 30 x 106 cycles ¦ IEC61810-1 | 20
114 | RM17TA00 | Complementary | operating rate | <= 360 operations/hour full load | _0.0 | RM17TA00_0.0 | nan | 0
115 | RM17TA00 | Complementary | utilisation category | AC-12 conforming to IEC 60947-5-1 AC-13 conforming to IEC 60947-5-1 AC-14 conforming to IEC 60947-5-1 AC-15 conforming to IEC 60947-5-1 DC-12 conforming to IEC 60947-5-1 DC-13 conforming to IEC 60947-5-1 | _0.0 | RM17TA00_0.0 | nan | 0
116 | RM17TA00 | Complementary | safety reliability data | MTTFd = 502.2 years B10d = 470000 | _48.0 | RM17TA00_48.0 | 4,400,000 hours ¦ ,MTTF, 470,000 hours ¦ ,B10, | 0
117 | RM17TA00 | Complementary | width | 17.5 mm | _3.0 | RM17TA00_3.0 | 17.5 ¦ ,Width, | 19
118 | RM17TA00 | Complementary | net weight | 0.13 kg | _298.0 | RM17TA00_298.0 | 80 | 0
119 | RM17TA00 | Environment | electromagnetic compatibility | Emission standard for industrial environments conforming to EN/IEC 61000-6-4 Emission standard for residential, commercial and light-industrial environments conforming to EN/IEC 61000-6-3 Immunity for industrial environments conforming to EN/IEC 61000-6-2 | _23.0 | RM17TA00_23.0 | IEC61000-6-1, IEC 61000-6-2 ¦ ,Generic immunity standard, Level III (Contact : 6kV / Air : 8kV) ¦ IEC61000-4-2,Electrostatic discharge, Level I (10V/m: 2.0GHz to 2.7GHz) Level II (10V/m: 1.4 GHz to 2.0GHz) Level III (10V/m : 80MHz to 1GHz) ¦ IEC61000-4-3,Radiated RF & electromagnetic field, Level III (Supply: 2kV, 5kHz/100kHz) (I/O: 1kV, 5kHz/100kHz) ¦ IEC61000-4-4,Fast transient / burst, Level III (Supply:CM: 2kV, DM: 1KV) (I/O:CM: 0.5kV, DM: 0.5KV) ¦ IEC61000-4-5,Surge, Level III (10Vrms : 0.15MHz to 80MHz) ¦ IEC61000-4-6,Conducted RF disturbance, Level IV (30A/m : continous) (300A/m : 3s) ¦ IEC61000-4-8,Power frequency magnetic field, Class II 0%, 1/2 cycle 0%, 1 cycle 70% 25 cycles (50Hz) 70%, 30 cycles (60Hz) 0%, 250 cycles (50Hz) 0%, 300 cycles (60Hz) ¦ IEC61000-4-11,Voltage dips, short interruption & variations on power line, Level III (Supply:CM: 2.5kV, DM: 1KV) (I/O:CM: 2.5kV, DM: 1KV) ¦ IEC61000-4-18,1 MHz oscillation wave, - ¦ IEC61000-4-29,DC voltage interruption, - ¦ IEC61000-4-13,Low frequency harmonics, DC Supply : 50 Hz to 10 kHz, 3Vrms (Max 2W) - Not applicable AC Supply : 1st…200th harmonics, Max 2W ¦ Germanisher Lloyd,Conducted low frequency interference (harmonics), IEC61000-6-3, IEC 61000-6-4 ¦ ,Generic emission standard, Class B ¦ EN55022 / CISPR22,Radiated RF & electromagnetic field (IT equiment), Class B, Group 1 ¦ EN55011 / CISPR11,Radiated RF & electromagnetic field (Medical equiment), EMC 2 ¦ Germanisher Lloyd,Radiated emission from enclosure port, Class B ¦ EN55022 / CISPR22,Conducted RF emission on power line (IT equiment), Class B, Group 1 ¦ EN55011 / CISPR11,Conducted RF emission on power line (Medical equiment), EMC 2 ¦ Germanisher Lloyd,Conducted emission, | 3
120 | RM17TA00 | Environment | standards | EN/IEC 60255-1 | _21.0 | RM17TA00_21.0 | EN/IEC 60255-1/60255-26/60255-27; EN/IEC 61000-6-1 to 61000-6-4; UL 508; CSA C22.2 No. 14, GB/T14048.5 2014/35/EU 2014/30/EU 2011/65/EU | 10
121 | RM17TA00 | Environment | product certifications | GOST CSA GL C-Tick UL | _32.0 | RM17TA00_32.0 | UL, CSA, DNVGL, RCM, EAC, CCC, CE, China ROHS | 7
122 | RM17TA00 | Environment | directives | 89/336/EEC - electromagnetic compatibility 73/23/EEC - low voltage directive | _21.0 | RM17TA00_21.0 | EN/IEC 60255-1/60255-26/60255-27; EN/IEC 61000-6-1 to 61000-6-4; UL 508; CSA C22.2 No. 14, GB/T14048.5 2014/35/EU 2014/30/EU 2011/65/EU | 0
123 | RM17TA00 | Environment | ambient air temperature for storage | -40…70 °C | _13.0 | RM17TA00_13.0 | -40oC..+70oC ¦ ,Storage, | 0
124 | RM17TA00 | Environment | ambient air temperature for operation | -20…50 °C | _12.0 | RM17TA00_12.0 | -20oC..+50oC @50Hz -20oC..+50oC @60Hz ¦ ,Operation, | 0
125 | RM17TA00 | Environment | relative humidity | 95 % at 55 °C conforming to IEC 60068-2-30 | _33.0 | RM17TA00_33.0 | 6 cycles 24h ; +25°C +55°C ; RH: 93%..97% ¦ IEC60068-2-30,Damp heat,XX | 19
126 | RM17TA00 | Environment | vibration resistance | 0.35 mm (f= 5…57.6 Hz) conforming to IEC 60068-2-6 1 gn (f= 57.6…150 Hz) conforming to IEC 60255-21-1 | _43.0 | RM17TA00_43.0 | 0.075 mm (f = 10...58.1 Hz), 1 gn (f = 58.1...150Hz) (Non-Operating) 0.035 mm (f = 10...60.1 Hz), 0.5 gn (f = 60.1...150Hz) (Operating) ¦ IEC60068-2-6 | 19
127 | RM17TA00 | Environment | shock resistance | 15 gn for 11 ms conforming to IEC 60255-21-1 | _37.0 | RM17TA00_37.0 | 15gn - 11ms ; 3 X 6 axis (Non-Operating) 5gn - 11ms ; 3 X 6 axis (Operating) ¦ IEC60068-2-27 | 0
128 | RM17TA00 | Environment | IP degree of protection | IP20 (terminals) conforming to IEC 60529 IP30 (casing) conforming to IEC 60529 | _29.0 | RM17TA00_29.0 | IP20 ¦ IEC60529,Terminal Block, IP30 ¦ IEC60529,Housing, - ¦ IEC60529,Front Panel, | 24
129 | RM17TA00 | Environment | pollution degree | 3 conforming to IEC 60664-1 | _40.0 | RM17TA00_40.0 | 3 ¦ IEC60664-1 | 29
130 | RM17TA00 | Environment | dielectric test voltage | 2 kV, 1 min AC 50 Hz conforming to IEC 60255-5 2 kV, 1 min AC 50 Hz conforming to IEC 60664-1 | _20.0 | RM17TA00_20.0 | - ¦ IEC60255-27,Supply / Input 1, - ¦ IEC60255-27,Supply / Input 2, - ¦ IEC60255-27,Supply / Input 3, 2.0kV, 50/60Hz for 1 min ¦ IEC60255-27,Supply / Output 1, - ¦ IEC60255-27,Supply / Output 2, - ¦ IEC60255-27,Output 1 / Output 2, - ¦ IEC60255-27,Input 1 / Output 1, - ¦ IEC60255-27,Input 1 / Output 2, - ¦ IEC60255-27,Input 2 / Output 1, - ¦ IEC60255-27,Input 2 / Output 2, - ¦ IEC60255-27,Input 3 / Output 1, - ¦ IEC60255-27,Input 3 / Output 2, - ¦ IEC60255-27,Input 1 / Input 2, - ¦ IEC60255-27,Input 2 / Input 3, - ¦ IEC60255-27,Input 1 / Input 3, | 14
131 | RM17TA00 | Environment | non-dissipating shock wave | 4 kV conforming to IEC 60255-5 4 kV conforming to IEC 60664-1 4 kV conforming to IEC 61000-4-5 | _7.0 | RM17TA00_7.0 | 4kV, OVC3 ¦ IEC60664-1,Supply, - ¦ IEC60664-1,Input 1, - ¦ IEC60664-1,Input 2, - ¦ IEC60664-1,Input 3, - ¦ IEC60664-1,Output 1, - ¦ IEC60664-1,Output 2, - ¦ IEC60664-1,Supply / Input 1,Galvanic - ¦ IEC60664-1,Supply / Input 2,Isolated - ¦ IEC60664-1,Supply / Input 3,Circuit 4kV, OVC3 ¦ IEC60664-1,Supply / Output 1, - ¦ IEC60664-1,Supply / Output 2, - ¦ IEC60664-1,Output 1 / Output 2, - ¦ IEC60664-1,Input 1 / Output 1, - ¦ IEC60664-1,Input 1 / Output 2, - ¦ IEC60664-1,Input 2 / Output 1, - ¦ IEC60664-1,Input 2 / Output 2, - ¦ IEC60664-1,Input 3 / Output 1, - ¦ IEC60664-1,Input 3 / Output 2, - ¦ IEC60664-1,Input 1 / Input 2, - ¦ IEC60664-1,Input 2 / Input 3, - ¦ IEC60664-1,Input 1 / Input 3, | 0
132 | RM17TA00 | Packing Units | Package 1 Weight | 89 g | _298.0 | RM17TA00_298.0 | 80 | 0
133 | RM17TA00 | Packing Units | Package 2 Weight | 4.685 kg | _299.0 | RM17TA00_299.0 | nan | 0
134 | RM17TA00 | Offer Sustainability | Sustainable offer status | Green Premium product | _295.0 | RM17TA00_295.0 | nan | 0
135 | RM17TA00 | Offer Sustainability | REACh Regulation | REACh Declaration | _292.0 | RM17TA00_292.0 | nan | 0
136 | RM17TA00 | Offer Sustainability | EU RoHS Directive | Pro-active compliance (Product out of EU RoHS legal scope) EU RoHS Declaration | _21.0 | RM17TA00_21.0 | EN/IEC 60255-1/60255-26/60255-27; EN/IEC 61000-6-1 to 61000-6-4; UL 508; CSA C22.2 No. 14, GB/T14048.5 2014/35/EU 2014/30/EU 2011/65/EU | 0
137 | RM17TA00 | Offer Sustainability | Mercury free | Yes | _291.0 | RM17TA00_291.0 | nan | 0
138 | RM17TA00 | Offer Sustainability | RoHS exemption information | Yes | _294.0 | RM17TA00_294.0 | nan | 0
139 | RM17TA00 | Offer Sustainability | China RoHS Regulation | China RoHS declaration | _288.0 | RM17TA00_288.0 | nan | 0
140 | RM17TA00 | Offer Sustainability | Environmental Disclosure | Product Environmental Profile | _290.0 | RM17TA00_290.0 | nan | 0
141 | RM17TA00 | Offer Sustainability | Circularity Profile | End of Life Information | _289.0 | RM17TA00_289.0 | nan | 0
142 | RM17TA00 | Offer Sustainability | WEEE | The product must be disposed on European Union markets following specific waste collection and never end up in rubbish bins | _297.0 | RM17TA00_297.0 | nan | 0
143 | RM17TA00 | Contractual warranty | Warranty | 18 months | _287.0 | RM17TA00_287.0 | nan | 0
144 | RM17TE00 | Main | range of product | Zelio Control | _79.0 | RM17TE00_79.0 | nan | 0
145 | RM17TE00 | Main | product or component type | Modular measurement and control relays | _0.0 | RM17TE00_0.0 | nan | 0
146 | RM17TE00 | Main | relay type | Multifunction control relay | _80.0 | RM17TE00_80.0 | nan | 0
147 | RM17TE00 | Main | product specific application | For 3-phase supply | _0.0 | RM17TE00_0.0 | nan | 0
148 | RM17TE00 | Main | relay name | RM17TE | _72.0 | RM17TE00_72.0 | nan | 0
149 | RM17TE00 | Main | relay monitored parameters | Undervoltage and overvoltage in window mode Asymmetry Phase sequence Phase failure detection | _81.0 | RM17TE00_81.0 | governed by response time only, status reflects to both R1 & R2 ¦ ,Phase lost , governed by response time only, status reflects to both R1 & R2 ¦ ,Phase sequence, governed by time delay, status reflects to both R1 & R2 ¦ ,Over / undervoltage (symmetry windows mode), - ¦ ,Over voltage, - ¦ ,Undervoltage , governed by time delay, status reflects to both R1 & R2 ¦ ,Phase asymmetry, - ¦ ,Disconnection of neutral, - ¦ ,Voltage Regeneration, governed by response time only, status reflects to both R1 & R2 ¦ ,Extreme undervoltage, governed by response time only, status reflects to both R1 & R2 ¦ ,Extreme overvoltage, governed by response time only, status reflects to both R1 & R2 ¦ ,Extreme asymmetry, | 10
150 | RM17TE00 | Main | time delay | Adjustable 0.1...10 s, +/- 10 % of the full scale value | _96.0 | RM17TE00_96.0 | Adjustable 0.1…10 ¦ ,"OFF" delay, - ¦ ,"ON" delay, - ¦ ,Inhibition, | 17
151 | RM17TE00 | Main | switching capacity in VA | 1250 VA | _59.0 | RM17TE00_59.0 | 250V ¦ ,Maximum switching voltage, 5A ¦ ,Maximum switching current, - ¦ ,Maximum switching capacity, | 0
152 | RM17TE00 | Main | measurement range | 208...480 V voltage AC | _95.0 | RM17TE00_95.0 | - ¦ ,Phase lost , - ¦ ,Phase sequence, -2…-20 % in the ranges 3 x ~ 380…480 -2…-12 % in the range 3 x ~ 208 -2…-17 % in the range 3 x ~ 220 +2…+20 % in the ranges 3 x ~ 208…440 +2…+10 % in the range 3 x ~ 480 ¦ ,Over / undervoltage (symmetry windows mode), - ¦ ,Over voltage, - ¦ ,Undervoltage , +5…+15 % in the ranges 3 x ~ 208…480 ¦ ,Phase asymmetry, - ¦ ,Disconnection of neutral, - ¦ ,Voltage Regeneration, - ¦ ,Extreme undervoltage, - ¦ ,Extreme Overvoltage, - ¦ ,Extreme Asymmetry, | 8
153 | RM17TE00 | Complementary | reset time | 1500 ms time delay | _34.0 | RM17TE00_34.0 | =< 1500 at maximum rated supply voltage ¦ ,through Un power reset, - ¦ ,through front panel reset, - ¦ ,through input control reset, | 11
154 | RM17TE00 | Complementary | maximum switching voltage | 250 V AC 250 V DC | _87.0 | RM17TE00_87.0 | nan | 0
155 | RM17TE00 | Complementary | minimum switching current | 10 mA at 5 V DC | _88.0 | RM17TE00_88.0 | nan | 0
156 | RM17TE00 | Complementary | maximum switching current | 5 A AC 5 A DC | _86.0 | RM17TE00_86.0 | nan | 0
157 | RM17TE00 | Complementary | supply voltage limits | 183…528 V AC | _11.0 | RM17TE00_11.0 | ~ 3 x 208…3 x 480 ~ 3 x 183…3 x 528 | 0
158 | RM17TE00 | Complementary | control circuit voltage limits | - 12 % + 10 % Un | _0.0 | RM17TE00_0.0 | nan | 0
159 | RM17TE00 | Complementary | power consumption in VA | 0…22 VA at 400 V AC 50 Hz | _67.0 | RM17TE00_67.0 | 28VA @ 480VAC, 60Hz 18VA @ 400VAC, 50Hz | 0
160 | RM17TE00 | Complementary | control circuit frequency | 50...60 Hz +/- 10 % | _25.0 | RM17TE00_25.0 | 50 / 60 ¦ ,Rated frequency, 45…66 ¦ ,Frequency operating range, | 35
161 | RM17TE00 | Complementary | output contacts | 1 C/O | _0.0 | RM17TE00_0.0 | nan | 0
162 | RM17TE00 | Complementary | nominal output current | 5 A | _0.0 | RM17TE00_0.0 | nan | 0
163 | RM17TE00 | Complementary | measurement voltage limits | 183…528 V AC | _0.0 | RM17TE00_0.0 | nan | 0
164 | RM17TE00 | Complementary | hysteresis | 2 % | _24.0 | RM17TE00_24.0 | All phase cut recover ¦ ,Phase cut, Total phase swap recover Internal design spec: L23 lags L13 < 180o ¦ ,Phase sequence, Fixed 2% of selected Un Internal design spec: 2% +/- 1.5% ¦ ,Over / undervoltage (symmetry windows mode), - ¦ ,Over voltage, - ¦ ,Undervoltage , Fixed 2% of selected Un Internal design spec: 2% +/- 1.5% ¦ ,Phase asymmetry, - ¦ ,Disconnection of neutral, - ¦ ,Voltage Regeneration, All phases > 195V Internal design spec: All phases >180V +/- 5% ¦ ,Extreme undervoltage (Phase loss), Internal design spec: All phases <533V +/- 5% ¦ ,Extreme Overvoltage, - ¦ ,Extreme Asymmetry, | 10
165 | RM17TE00 | Complementary | delay at power up | 650 ms | _10.0 | RM17TE00_10.0 | =< 650 Internal Design spec: >300ms and =< 650ms when product is fully discharged at min rated voltage | 30
166 | RM17TE00 | Complementary | maximum measuring cycle | 150 ms measurement cycle as true rms value | _58.0 | RM17TE00_58.0 | 150ms / measurement as true rms value ¦ ,Maximum measuring cycles, | 29
167 | RM17TE00 | Complementary | threshold adjustment voltage | -2...-17 % in the range 220 V AC +2...+17 % in the range 480 V AC -2...-12 % in the range 208 V AC 2...20 % of Un selected | _91.0 | RM17TE00_91.0 | nan | 0
168 | RM17TE00 | Complementary | voltage range | 208...480 V phase to phase | _78.0 | RM17TE00_78.0 | 250V ¦ IEC61810-1,Rated switching voltage, | 0
169 | RM17TE00 | Complementary | adjustment of asymmetry threshold | 5...15 % of Un selected | _0.0 | RM17TE00_0.0 | nan | 0
170 | RM17TE00 | Complementary | repeat accuracy | 0.5 % for input and measurement circuit 3 % for time delay | _46.0 | RM17TE00_46.0 | +/- 0.5% ¦ ,Repeat accuracy (constant parameters), | 13
171 | RM17TE00 | Complementary | measurement error | < 0.05 %/°C with temperature variation < 1 % over the whole range with voltage variation | _0.0 | RM17TE00_0.0 | nan | 0
172 | RM17TE00 | Complementary | phase failure sensitivity | 0.7 Un | _0.0 | RM17TE00_0.0 | nan | 0
173 | RM17TE00 | Complementary | response time | < 200 ms (in the event of a fault) | _35.0 | RM17TE00_35.0 | =< 200 ¦ ,on crossing the threshold, - - - - | 25
174 | RM17TE00 | Complementary | marking | CE | _31.0 | RM17TE00_31.0 | UL, CSA, DNVGL, RCM, EAC, CCC, CE, China ROHS | 7
175 | RM17TE00 | Complementary | overvoltage category | III conforming to IEC 60664-1 | _55.0 | RM17TE00_55.0 | 3 ¦ IEC60664-1 | 0
176 | RM17TE00 | Complementary | insulation resistance | > 500 MOhm at 500 V DC conforming to IEC 60255-5 > 500 MOhm at 500 V DC conforming to IEC 60664-1 | _4.0 | RM17TE00_4.0 | - ¦ IEC60255-27,Supply / Input 1, - ¦ IEC60255-27,Supply / Input 2, - ¦ IEC60255-27,Supply / Input 3, >100 MOhm at 500 V DC ¦ IEC60255-27,Supply / Output 1, - ¦ IEC60255-27,Supply / Output 2, - ¦ IEC60255-27,Output 1 / Output 2, - ¦ IEC60255-27,Input 1 / Output 1, - ¦ IEC60255-27,Input 1 / Output 2, - ¦ IEC60255-27,Input 2 / Output 1, - ¦ IEC60255-27,Input 2 / Output 2, - ¦ IEC60255-27,Input 3 / Output 1, - ¦ IEC60255-27,Input 3 / Output 2, - ¦ IEC60255-27,Input 1 / Input 2, - ¦ IEC60255-27,Input 2 / Input 3, - ¦ IEC60255-27,Input 1 / Input 3, | 6
177 | RM17TE00 | Complementary | [Ui] rated insulation voltage | 400 V conforming to IEC 60664-1 | _8.0 | RM17TE00_8.0 | 500V ¦ IEC60664-1,Supply, - ¦ IEC60664-1,Input 1, - ¦ IEC60664-1,Input 2, - ¦ IEC60664-1,Input 3, 250V ¦ IEC60664-1,Output 1, - ¦ IEC60664-1,Output 2, - ¦ IEC60664-1,Supply / Input 1,Galvanic - ¦ IEC60664-1,Supply / Input 2,Isolated - ¦ IEC60664-1,Supply / Input 3,Circuit 500V ¦ IEC60664-1,Supply / Output 1, - ¦ IEC60664-1,Supply / Output 2, - ¦ IEC60664-1,Output 1 / Output 2, - ¦ IEC60664-1,Input 1 / Output 1, - ¦ IEC60664-1,Input 1 / Output 2, - ¦ IEC60664-1,Input 2 / Output 1, - ¦ IEC60664-1,Input 2 / Output 2, - ¦ IEC60664-1,Input 3 / Output 1, - ¦ IEC60664-1,Input 3 / Output 2, - ¦ IEC60664-1,Input 1 / Input 2, - ¦ IEC60664-1,Input 2 / Input 3, - ¦ IEC60664-1,Input 1 / Input 3, | 0
178 | RM17TE00 | Complementary | supply frequency | 50/60 Hz +/- 10 % | _38.0 | RM17TE00_38.0 | 50 / 60 45…66 | 0
179 | RM17TE00 | Complementary | operating position | Any position without derating | _50.0 | RM17TE00_50.0 | Any position ¦ ,In relation to normal vertical mounting plane, | 19
180 | RM17TE00 | Complementary | connections - terminals | Screw terminals, 1 x 0.5...1 x 4 mm² (AWG 20...AWG 11) solid without cable end Screw terminals, 2 x 0.5...2 x 2.5 mm² (AWG 20...AWG 14) solid without cable end Screw terminals, 1 x 0.2...1 x 2.5 mm² (AWG 24...AWG 12) flexible with cable end Screw terminals, 2 x 0.2...2 x 1.5 mm² (AWG 24...AWG 16) flexible with cable end | _17.0 | RM17TE00_17.0 | 1 conductor: 0.5…3.3 (AWG 20…AWG 12) 2 conductors: 0.5…2.5 (AWG 20…AWG 14) ¦ IEC60947-1,Solid cable without cable end (screw terminal), 1 conductor: 0.5…2.5 (AWG 20…AWG 14) 2 conductors: 0.5…1.5 (AWG 20…AWG 16) ¦ IEC60947-1,Flexible cable with cable end (screw terminal), - ¦ IEC60947-1,Solid cable (spring terminal), - ¦ IEC60947-1,Flexible cable (spring terminal), | 28
181 | RM17TE00 | Complementary | tightening torque | 0.6…1 N.m conforming to IEC 60947-1 | _42.0 | RM17TE00_42.0 | 0.6…1 Nm ¦ IEC60947-1,Tightening torque, | 16
182 | RM17TE00 | Complementary | housing material | Self-extinguishing plastic | _0.0 | RM17TE00_0.0 | nan | 0
183 | RM17TE00 | Complementary | local signalling | LED (green) for power ON LED (yellow) for relay ON | _30.0 | RM17TE00_30.0 | Un (Green) R (Amber) Un - ON ¦ ,Power supply availability, Un - OFF ¦ ,Power supply not availability, R - Slow Blink (50% ON; 50% OFF) @ 1Hz ¦ ,Timing in-progress, R - ON ¦ ,Output is energized, R - OFF ¦ ,Output is de-energized, All LEDs - Fast Blink (5% ON; 95% OFF) @ 1Hz ¦ ,Range Setting Changes, - ¦ ,Phase Cut, - ¦ ,Phase Sequence Swap, - ¦ ,Undervoltage <U, - ¦ ,Overvoltage >U, - ¦ ,Phase Asymmetry, - ¦ ,Voltage Regeneration, - ¦ ,Extreme Undervoltage <U (Phase loss), - ¦ ,Extreme Overvoltage >U, - ¦ ,Extreme Phase Asymmetry, | 11
184 | RM17TE00 | Complementary | mounting support | 35 mm symmetrical DIN rail conforming to EN/IEC 60715 | _51.0 | RM17TE00_51.0 | On 35 mm DIN rail ¦ IEC/EN 60715,Without socket, - ¦ IEC/EN 60715,With socket, | 41
185 | RM17TE00 | Complementary | electrical durability | 100000 cycles | _6.0 | RM17TE00_6.0 | NO: 250VAC/5A, 100k cycles ¦ IEC60947-4-1,AC-1, NO: 24VDC/5A, 100k cycles ¦ IEC60947-4-1,DC-1, NO: 250VAC/0.15A, 100k cycles ¦ IEC60947-5-1,AC-15, NO: 24VDC/1A, 100k cycles ¦ IEC60947-5-1,DC-13, | 0
186 | RM17TE00 | Complementary | mechanical durability | 30000000 cycles | _9.0 | RM17TE00_9.0 | 30 x 106 cycles ¦ IEC61810-1 | 20
187 | RM17TE00 | Complementary | operating rate | <= 360 operations/hour full load | _0.0 | RM17TE00_0.0 | nan | 0
188 | RM17TE00 | Complementary | utilisation category | AC-12 conforming to IEC 60947-5-1 AC-13 conforming to IEC 60947-5-1 AC-14 conforming to IEC 60947-5-1 AC-15 conforming to IEC 60947-5-1 DC-12 conforming to IEC 60947-5-1 DC-13 conforming to IEC 60947-5-1 | _0.0 | RM17TE00_0.0 | nan | 0
189 | RM17TE00 | Complementary | safety reliability data | MTTFd = 502.2 years B10d = 470000 | _48.0 | RM17TE00_48.0 | 4,400,000 hours ¦ ,MTTF, 470,000 hours ¦ ,B10, | 0
190 | RM17TE00 | Complementary | width | 17.5 mm | _3.0 | RM17TE00_3.0 | 17.5 ¦ ,Width, | 19
191 | RM17TE00 | Complementary | net weight | 0.13 kg | _298.0 | RM17TE00_298.0 | 80 | 0
192 | RM17TE00 | Environment | electromagnetic compatibility | Emission standard for industrial environments conforming to EN/IEC 61000-6-4 Emission standard for residential, commercial and light-industrial environments conforming to EN/IEC 61000-6-3 Immunity for industrial environments conforming to EN/IEC 61000-6-2 | _23.0 | RM17TE00_23.0 | IEC61000-6-1, IEC 61000-6-2 ¦ ,Generic immunity standard, Level III (Contact : 6kV / Air : 8kV) ¦ IEC61000-4-2,Electrostatic discharge, Level I (10V/m: 2.0GHz to 2.7GHz) Level II (10V/m: 1.4 GHz to 2.0GHz) Level III (10V/m : 80MHz to 1GHz) ¦ IEC61000-4-3,Radiated RF & electromagnetic field, Level III (Supply: 2kV, 5kHz/100kHz) (I/O: 1kV, 5kHz/100kHz) ¦ IEC61000-4-4,Fast transient / burst, Level III (Supply:CM: 2kV, DM: 1KV) (I/O:CM: 0.5kV, DM: 0.5KV) ¦ IEC61000-4-5,Surge, Level III (10Vrms : 0.15MHz to 80MHz) ¦ IEC61000-4-6,Conducted RF disturbance, Level IV (30A/m : continous) (300A/m : 3s) ¦ IEC61000-4-8,Power frequency magnetic field, Class II 0%, 1/2 cycle 0%, 1 cycle 70% 25 cycles (50Hz) 70%, 30 cycles (60Hz) 0%, 250 cycles (50Hz) 0%, 300 cycles (60Hz) ¦ IEC61000-4-11,Voltage dips, short interruption & variations on power line, Level III (Supply:CM: 2.5kV, DM: 1KV) (I/O:CM: 2.5kV, DM: 1KV) ¦ IEC61000-4-18,1 MHz oscillation wave, - ¦ IEC61000-4-29,DC voltage interruption, - ¦ IEC61000-4-13,Low frequency harmonics, DC Supply : 50 Hz to 10 kHz, 3Vrms (Max 2W) - Not applicable AC Supply : 1st…200th harmonics, Max 2W ¦ Germanisher Lloyd,Conducted low frequency interference (harmonics), IEC61000-6-3, IEC 61000-6-4 ¦ ,Generic emission standard, Class B ¦ EN55022 / CISPR22,Radiated RF & electromagnetic field (IT equiment), Class B, Group 1 ¦ EN55011 / CISPR11,Radiated RF & electromagnetic field (Medical equiment), EMC 2 ¦ Germanisher Lloyd,Radiated emission from enclosure port, Class B ¦ EN55022 / CISPR22,Conducted RF emission on power line (IT equiment), Class B, Group 1 ¦ EN55011 / CISPR11,Conducted RF emission on power line (Medical equiment), EMC 2 ¦ Germanisher Lloyd,Conducted emission, | 3
193 | RM17TE00 | Environment | standards | EN/IEC 60255-1 | _21.0 | RM17TE00_21.0 | EN/IEC 60255-1/60255-26/60255-27; EN/IEC 61000-6-1 to 61000-6-4; UL 508; CSA C22.2 No. 14, GB/T14048.5 2014/35/EU 2014/30/EU 2011/65/EU | 10
194 | RM17TE00 | Environment | product certifications | GOST C-Tick CSA UL GL | _32.0 | RM17TE00_32.0 | UL, CSA, DNVGL, RCM, EAC, CCC, CE, China ROHS | 7
195 | RM17TE00 | Environment | directives | 89/336/EEC - electromagnetic compatibility 73/23/EEC - low voltage directive | _21.0 | RM17TE00_21.0 | EN/IEC 60255-1/60255-26/60255-27; EN/IEC 61000-6-1 to 61000-6-4; UL 508; CSA C22.2 No. 14, GB/T14048.5 2014/35/EU 2014/30/EU 2011/65/EU | 0
196 | RM17TE00 | Environment | ambient air temperature for storage | -40…70 °C | _13.0 | RM17TE00_13.0 | -40oC..+70oC ¦ ,Storage, | 0
197 | RM17TE00 | Environment | ambient air temperature for operation | -20…50 °C | _12.0 | RM17TE00_12.0 | -20oC..+50oC @50Hz -20oC..+50oC @60Hz ¦ ,Operation, | 0
198 | RM17TE00 | Environment | relative humidity | 95 % at 55 °C conforming to IEC 60068-2-30 | _33.0 | RM17TE00_33.0 | 6 cycles 24h ; +25°C +55°C ; RH: 93%..97% ¦ IEC60068-2-30,Damp heat,XX | 19
199 | RM17TE00 | Environment | vibration resistance | 0.35 mm (f= 5…57.6 Hz) conforming to IEC 60068-2-6 1 gn (f= 57.6…150 Hz) conforming to IEC 60255-21-1 | _43.0 | RM17TE00_43.0 | 0.075 mm (f = 10...58.1 Hz), 1 gn (f = 58.1...150Hz) (Non-Operating) 0.035 mm (f = 10...60.1 Hz), 0.5 gn (f = 60.1...150Hz) (Operating) ¦ IEC60068-2-6 | 19
200 | RM17TE00 | Environment | shock resistance | 15 gn for 11 ms conforming to IEC 60255-21-1 | _37.0 | RM17TE00_37.0 | 15gn - 11ms ; 3 X 6 axis (Non-Operating) 5gn - 11ms ; 3 X 6 axis (Operating) ¦ IEC60068-2-27 | 0
201 | RM17TE00 | Environment | IP degree of protection | IP20 (terminals) conforming to IEC 60529 IP30 (casing) conforming to IEC 60529 | _29.0 | RM17TE00_29.0 | IP20 ¦ IEC60529,Terminal Block, IP30 ¦ IEC60529,Housing, - ¦ IEC60529,Front Panel, | 24
202 | RM17TE00 | Environment | pollution degree | 3 conforming to IEC 60664-1 | _40.0 | RM17TE00_40.0 | 3 ¦ IEC60664-1 | 29
203 | RM17TE00 | Environment | dielectric test voltage | 2 kV, 1 min AC 50 Hz conforming to IEC 60255-5 2 kV, 1 min AC 50 Hz conforming to IEC 60664-1 | _20.0 | RM17TE00_20.0 | - ¦ IEC60255-27,Supply / Input 1, - ¦ IEC60255-27,Supply / Input 2, - ¦ IEC60255-27,Supply / Input 3, 2.0kV, 50/60Hz for 1 min ¦ IEC60255-27,Supply / Output 1, - ¦ IEC60255-27,Supply / Output 2, - ¦ IEC60255-27,Output 1 / Output 2, - ¦ IEC60255-27,Input 1 / Output 1, - ¦ IEC60255-27,Input 1 / Output 2, - ¦ IEC60255-27,Input 2 / Output 1, - ¦ IEC60255-27,Input 2 / Output 2, - ¦ IEC60255-27,Input 3 / Output 1, - ¦ IEC60255-27,Input 3 / Output 2, - ¦ IEC60255-27,Input 1 / Input 2, - ¦ IEC60255-27,Input 2 / Input 3, - ¦ IEC60255-27,Input 1 / Input 3, | 14
204 | RM17TE00 | Environment | non-dissipating shock wave | 4 kV conforming to IEC 60255-5 4 kV conforming to IEC 60664-1 4 kV conforming to IEC 61000-4-5 | _7.0 | RM17TE00_7.0 | 4kV, OVC3 ¦ IEC60664-1,Supply, - ¦ IEC60664-1,Input 1, - ¦ IEC60664-1,Input 2, - ¦ IEC60664-1,Input 3, - ¦ IEC60664-1,Output 1, - ¦ IEC60664-1,Output 2, - ¦ IEC60664-1,Supply / Input 1,Galvanic - ¦ IEC60664-1,Supply / Input 2,Isolated - ¦ IEC60664-1,Supply / Input 3,Circuit 4kV, OVC3 ¦ IEC60664-1,Supply / Output 1, - ¦ IEC60664-1,Supply / Output 2, - ¦ IEC60664-1,Output 1 / Output 2, - ¦ IEC60664-1,Input 1 / Output 1, - ¦ IEC60664-1,Input 1 / Output 2, - ¦ IEC60664-1,Input 2 / Output 1, - ¦ IEC60664-1,Input 2 / Output 2, - ¦ IEC60664-1,Input 3 / Output 1, - ¦ IEC60664-1,Input 3 / Output 2, - ¦ IEC60664-1,Input 1 / Input 2, - ¦ IEC60664-1,Input 2 / Input 3, - ¦ IEC60664-1,Input 1 / Input 3, | 0
205 | RM17TE00 | Packing Units | Package 1 Weight | 89 g | _298.0 | RM17TE00_298.0 | 80 | 0
206 | RM17TE00 | Packing Units | Package 2 Weight | 5.017 kg | _299.0 | RM17TE00_299.0 | nan | 0
207 | RM17TE00 | Offer Sustainability | Sustainable offer status | Green Premium product | _295.0 | RM17TE00_295.0 | nan | 0
208 | RM17TE00 | Offer Sustainability | REACh Regulation | REACh Declaration | _292.0 | RM17TE00_292.0 | nan | 0
209 | RM17TE00 | Offer Sustainability | EU RoHS Directive | Pro-active compliance (Product out of EU RoHS legal scope) EU RoHS Declaration | _21.0 | RM17TE00_21.0 | EN/IEC 60255-1/60255-26/60255-27; EN/IEC 61000-6-1 to 61000-6-4; UL 508; CSA C22.2 No. 14, GB/T14048.5 2014/35/EU 2014/30/EU 2011/65/EU | 0
210 | RM17TE00 | Offer Sustainability | Mercury free | Yes | _291.0 | RM17TE00_291.0 | nan | 0
211 | RM17TE00 | Offer Sustainability | RoHS exemption information | Yes | _294.0 | RM17TE00_294.0 | nan | 0
212 | RM17TE00 | Offer Sustainability | China RoHS Regulation | China RoHS declaration | _288.0 | RM17TE00_288.0 | nan | 0
213 | RM17TE00 | Offer Sustainability | Environmental Disclosure | Product Environmental Profile | _290.0 | RM17TE00_290.0 | nan | 0
214 | RM17TE00 | Offer Sustainability | Circularity Profile | End of Life Information | _289.0 | RM17TE00_289.0 | nan | 0
215 | RM17TE00 | Offer Sustainability | WEEE | The product must be disposed on European Union markets following specific waste collection and never end up in rubbish bins | _297.0 | RM17TE00_297.0 | nan | 0
216 | RM17TE00 | Contractual warranty | Warranty | 18 months | _287.0 | RM17TE00_287.0 | nan | 0
217 | RM10TE00 | Main | range of product | Zelio Control | _79.0 | RM10TE00_79.0 | nan | 0
218 | RM10TE00 | Main | product or component type | Modular measurement and control relays | _0.0 | RM10TE00_0.0 | nan | 0
219 | RM10TE00 | Main | relay type | Multifunction control relay | _80.0 | RM10TE00_80.0 | nan | 0
220 | RM10TE00 | Main | product specific application | For 3-phase supply | _0.0 | RM10TE00_0.0 | nan | 0
221 | RM10TE00 | Main | relay name | RM10TE | _72.0 | RM10TE00_72.0 | nan | 0
222 | RM10TE00 | Main | relay monitored parameters | Phase sequence Asymmetry Undervoltage and overvoltage in window mode Phase failure detection | _81.0 | RM10TE00_81.0 | Same as RM17TE00 ¦ ,Phase lost , Same as RM17TE00 ¦ ,Phase sequence, Same as RM17TE00 ¦ ,Over / undervoltage (symmetry windows mode), Same as RM17TE00 ¦ ,Over voltage, Same as RM17TE00 ¦ ,Undervoltage , Same as RM17TE00 ¦ ,Phase asymmetry, Same as RM17TE00 ¦ ,Disconnection of neutral, Same as RM17TE00 ¦ ,Voltage Regeneration, Same as RM17TE00 ¦ ,Extreme undervoltage, Same as RM17TE00 ¦ ,Extreme overvoltage, Same as RM17TE00 ¦ ,Extreme asymmetry, | 14
223 | RM10TE00 | Main | time delay | Adjustable 0.1...10 s, +/- 10 % of the full scale value | _96.0 | RM10TE00_96.0 | Same as RM17TE00 ¦ ,"OFF" delay, Same as RM17TE00 ¦ ,"ON" delay, Same as RM17TE00 ¦ ,Inhibition, | 0
224 | RM10TE00 | Main | switching capacity in VA | 1250 VA | _59.0 | RM10TE00_59.0 | Same as RM17TE00 ¦ ,Maximum switching voltage, Same as RM17TE00 ¦ ,Maximum switching current, Same as RM17TE00 ¦ ,Maximum switching capacity, | 0
225 | RM10TE00 | Main | measurement range | 183...528 V AC | _95.0 | RM10TE00_95.0 | Same as RM17TE00 ¦ ,Phase lost , Same as RM17TE00 ¦ ,Phase sequence, Same as RM17TE00 ¦ ,Over / undervoltage (symmetry windows mode), Same as RM17TE00 ¦ ,Over voltage, Same as RM17TE00 ¦ ,Undervoltage , Same as RM17TE00 ¦ ,Phase asymmetry, Same as RM17TE00 ¦ ,Disconnection of neutral, Same as RM17TE00 ¦ ,Voltage Regeneration, Same as RM17TE00 ¦ ,Extreme undervoltage, Same as RM17TE00 ¦ ,Extreme Overvoltage, Same as RM17TE00 ¦ ,Extreme Asymmetry, | 0
226 | RM10TE00 | Complementary | reset time | 1500 ms time delay | _34.0 | RM10TE00_34.0 | Same as RM17TE00 ¦ ,through Un power reset, Same as RM17TE00 ¦ ,through front panel reset, Same as RM17TE00 ¦ ,through input control reset, | 0
227 | RM10TE00 | Complementary | maximum switching voltage | 250 V AC 250 V DC | _87.0 | RM10TE00_87.0 | nan | 0
228 | RM10TE00 | Complementary | minimum switching current | 10 mA at 5 V DC | _88.0 | RM10TE00_88.0 | nan | 0
229 | RM10TE00 | Complementary | maximum switching current | 5 A AC 5 A DC | _86.0 | RM10TE00_86.0 | nan | 0
230 | RM10TE00 | Complementary | supply voltage limits | 183…528 V AC | _11.0 | RM10TE00_11.0 | Same as RM17TE00 Same as RM17TE00 | 0
231 | RM10TE00 | Complementary | control circuit voltage limits | - 12 % + 10 % Un | _0.0 | RM10TE00_0.0 | nan | 0
232 | RM10TE00 | Complementary | power consumption in VA | 0…22 VA at 400 V AC 50 Hz | _67.0 | RM10TE00_67.0 | Same as RM17TE00 | 0
233 | RM10TE00 | Complementary | control circuit frequency | 50...60 Hz +/- 10 % | _25.0 | RM10TE00_25.0 | Same as RM17TE00 ¦ ,Rated frequency, Same as RM17TE00 ¦ ,Frequency operating range, | 0
234 | RM10TE00 | Complementary | output contacts | 1 C/O | _0.0 | RM10TE00_0.0 | nan | 0
235 | RM10TE00 | Complementary | nominal output current | 5 A | _0.0 | RM10TE00_0.0 | nan | 0
236 | RM10TE00 | Complementary | hysteresis | 2 % | _24.0 | RM10TE00_24.0 | Same as RM17TE00 ¦ ,Phase cut, Same as RM17TE00 ¦ ,Phase sequence, Same as RM17TE00 ¦ ,Over / undervoltage (symmetry windows mode), Same as RM17TE00 ¦ ,Over voltage, Same as RM17TE00 ¦ ,Undervoltage , Same as RM17TE00 ¦ ,Phase asymmetry, Same as RM17TE00 ¦ ,Disconnection of neutral, Same as RM17TE00 ¦ ,Voltage Regeneration, Same as RM17TE00 ¦ ,Extreme undervoltage (Phase loss), Same as RM17TE00 ¦ ,Extreme Overvoltage, Same as RM17TE00 ¦ ,Extreme Asymmetry, | 0
237 | RM10TE00 | Complementary | delay at power up | 650 ms | _10.0 | RM10TE00_10.0 | Same as RM17TE00 | 0
238 | RM10TE00 | Complementary | maximum measuring cycle | 150 ms measurement cycle as true rms value | _58.0 | RM10TE00_58.0 | Same as RM17TE00 ¦ ,Maximum measuring cycles, | 15
239 | RM10TE00 | Complementary | threshold adjustment voltage | -2...-12 % in the range 208 V AC 2...20 % of Un selected +2...+17 % in the range 480 V AC -2...-17 % in the range 220 V AC | _91.0 | RM10TE00_91.0 | nan | 0
240 | RM10TE00 | Complementary | voltage range | 208...480 V phase to phase | _78.0 | RM10TE00_78.0 | Same as RM17TE00 ¦ IEC61810-1,Rated switching voltage, | 0
241 | RM10TE00 | Complementary | adjustment of asymmetry threshold | 5...15 % of Un selected | _0.0 | RM10TE00_0.0 | nan | 0
242 | RM10TE00 | Complementary | repeat accuracy | 0.5 % for input and measurement circuit 3 % for time delay | _46.0 | RM10TE00_46.0 | Same as RM17TE00 ¦ ,Repeat accuracy (constant parameters), | 0
243 | RM10TE00 | Complementary | measurement error | < 0.05 %/°C with temperature variation < 1 % over the whole range with voltage variation | _0.0 | RM10TE00_0.0 | nan | 0
244 | RM10TE00 | Complementary | phase failure sensitivity | 0.7 Un | _0.0 | RM10TE00_0.0 | nan | 0
245 | RM10TE00 | Complementary | response time | < 200 ms (in the event of a fault) | _35.0 | RM10TE00_35.0 | Same as RM17TE00 ¦ ,on crossing the threshold, Same as RM17TE00 Same as RM17TE00 Same as RM17TE00 Same as RM17TE00 | 17
246 | RM10TE00 | Complementary | marking | CE | _31.0 | RM10TE00_31.0 | CCC, CE, China ROHS | 18
247 | RM10TE00 | Complementary | overvoltage category | III conforming to IEC 60664-1 | _55.0 | RM10TE00_55.0 | Same as RM17TE00 ¦ IEC60664-1 | 0
248 | RM10TE00 | Complementary | insulation resistance | > 500 MOhm at 500 V DC conforming to IEC 60255-5 > 500 MOhm at 500 V DC conforming to IEC 60664-1 | _4.0 | RM10TE00_4.0 | Same as RM17TE00 ¦ IEC60255-27,Supply / Input 1, Same as RM17TE00 ¦ IEC60255-27,Supply / Input 2, Same as RM17TE00 ¦ IEC60255-27,Supply / Input 3, Same as RM17TE00 ¦ IEC60255-27,Supply / Output 1, Same as RM17TE00 ¦ IEC60255-27,Supply / Output 2, Same as RM17TE00 ¦ IEC60255-27,Output 1 / Output 2, Same as RM17TE00 ¦ IEC60255-27,Input 1 / Output 1, Same as RM17TE00 ¦ IEC60255-27,Input 1 / Output 2, Same as RM17TE00 ¦ IEC60255-27,Input 2 / Output 1, Same as RM17TE00 ¦ IEC60255-27,Input 2 / Output 2, Same as RM17TE00 ¦ IEC60255-27,Input 3 / Output 1, Same as RM17TE00 ¦ IEC60255-27,Input 3 / Output 2, Same as RM17TE00 ¦ IEC60255-27,Input 1 / Input 2, Same as RM17TE00 ¦ IEC60255-27,Input 2 / Input 3, Same as RM17TE00 ¦ IEC60255-27,Input 1 / Input 3, | 0
249 | RM10TE00 | Complementary | [Ui] rated insulation voltage | 400 V conforming to IEC 60664-1 | _8.0 | RM10TE00_8.0 | Same as RM17TE00 ¦ IEC60664-1,Supply, Same as RM17TE00 ¦ IEC60664-1,Input 1, Same as RM17TE00 ¦ IEC60664-1,Input 2, Same as RM17TE00 ¦ IEC60664-1,Input 3, Same as RM17TE00 ¦ IEC60664-1,Output 1, Same as RM17TE00 ¦ IEC60664-1,Output 2, Same as RM17TE00 ¦ IEC60664-1,Supply / Input 1,Galvanic Same as RM17TE00 ¦ IEC60664-1,Supply / Input 2,Isolated Same as RM17TE00 ¦ IEC60664-1,Supply / Input 3,Circuit Same as RM17TE00 ¦ IEC60664-1,Supply / Output 1, Same as RM17TE00 ¦ IEC60664-1,Supply / Output 2, Same as RM17TE00 ¦ IEC60664-1,Output 1 / Output 2, Same as RM17TE00 ¦ IEC60664-1,Input 1 / Output 1, Same as RM17TE00 ¦ IEC60664-1,Input 1 / Output 2, Same as RM17TE00 ¦ IEC60664-1,Input 2 / Output 1, Same as RM17TE00 ¦ IEC60664-1,Input 2 / Output 2, Same as RM17TE00 ¦ IEC60664-1,Input 3 / Output 1, Same as RM17TE00 ¦ IEC60664-1,Input 3 / Output 2, Same as RM17TE00 ¦ IEC60664-1,Input 1 / Input 2, Same as RM17TE00 ¦ IEC60664-1,Input 2 / Input 3, Same as RM17TE00 ¦ IEC60664-1,Input 1 / Input 3, | 0
250 | RM10TE00 | Complementary | supply frequency | 50/60 Hz +/- 10 % | _38.0 | RM10TE00_38.0 | Same as RM17TE00 Same as RM17TE00 | 0
251 | RM10TE00 | Complementary | operating position | Any position without derating | _50.0 | RM10TE00_50.0 | Same as RM17TE00 ¦ ,In relation to normal vertical mounting plane, | 0
252 | RM10TE00 | Complementary | connections - terminals | Screw terminals, 1 x 0.5...1 x 4 mm² (AWG 20...AWG 11) solid without cable end Screw terminals, 2 x 0.5...2 x 2.5 mm² (AWG 20...AWG 14) solid without cable end Screw terminals, 1 x 0.2...1 x 2.5 mm² (AWG 24...AWG 12) flexible with cable end Screw terminals, 2 x 0.2...2 x 1.5 mm² (AWG 24...AWG 16) flexible with cable end | _17.0 | RM10TE00_17.0 | Same as RM17TE00 ¦ IEC60947-1,Solid cable without cable end (screw terminal), Same as RM17TE00 ¦ IEC60947-1,Flexible cable with cable end (screw terminal), Same as RM17TE00 ¦ IEC60947-1,Solid cable (spring terminal), Same as RM17TE00 ¦ IEC60947-1,Flexible cable (spring terminal), | 39
253 | RM10TE00 | Complementary | tightening torque | 0.6…1 N.m conforming to IEC 60947-1 | _42.0 | RM10TE00_42.0 | Same as RM17TE00 ¦ IEC60947-1,Tightening torque, | 0
254 | RM10TE00 | Complementary | housing material | Self-extinguishing plastic | _0.0 | RM10TE00_0.0 | nan | 0
255 | RM10TE00 | Complementary | local signalling | LED (green)power ON: LED (yellow)relay ON: | _30.0 | RM10TE00_30.0 | Same as RM17TE00 Same as RM17TE00 ¦ ,Power supply availability, Same as RM17TE00 ¦ ,Power supply not availability, Same as RM17TE00 ¦ ,Timing in-progress, Same as RM17TE00 ¦ ,Output is energized, Same as RM17TE00 ¦ ,Output is de-energized, Same as RM17TE00 ¦ ,Range Setting Changes, Same as RM17TE00 ¦ ,Phase Cut, Same as RM17TE00 ¦ ,Phase Sequence Swap, Same as RM17TE00 ¦ ,Undervoltage <U, Same as RM17TE00 ¦ ,Overvoltage >U, Same as RM17TE00 ¦ ,Phase Asymmetry, Same as RM17TE00 ¦ ,Voltage Regeneration, Same as RM17TE00 ¦ ,Extreme Undervoltage <U (Phase loss), Same as RM17TE00 ¦ ,Extreme Overvoltage >U, Same as RM17TE00 ¦ ,Extreme Phase Asymmetry, | 4
256 | RM10TE00 | Complementary | mounting support | 35 mm symmetrical DIN rail conforming to EN/IEC 60715 | _51.0 | RM10TE00_51.0 | Same as RM17TE00 ¦ IEC/EN 60715,Without socket, Same as RM17TE00 ¦ IEC/EN 60715,With socket, | 0
257 | RM10TE00 | Complementary | electrical durability | 100000 cycles | _6.0 | RM10TE00_6.0 | Same as RM17TE00 ¦ IEC60947-4-1,AC-1, Same as RM17TE00 ¦ IEC60947-4-1,DC-1, Same as RM17TE00 ¦ IEC60947-5-1,AC-15, Same as RM17TE00 ¦ IEC60947-5-1,DC-13, | 0
258 | RM10TE00 | Complementary | mechanical durability | 30000000 cycles | _9.0 | RM10TE00_9.0 | Same as RM17TE00 ¦ IEC61810-1 | 0
259 | RM10TE00 | Complementary | operating rate | <= 360 operations/hour full load | _0.0 | RM10TE00_0.0 | nan | 0
260 | RM10TE00 | Complementary | utilisation category | AC-12 conforming to IEC 60947-5-1 AC-13 conforming to IEC 60947-5-1 AC-14 conforming to IEC 60947-5-1 AC-15 conforming to IEC 60947-5-1 DC-12 conforming to IEC 60947-5-1 DC-13 conforming to IEC 60947-5-1 | _0.0 | RM10TE00_0.0 | nan | 0
261 | RM10TE00 | Complementary | safety reliability data | B10d = 470000 MTTFd = 502.2 years | _48.0 | RM10TE00_48.0 | Same as RM17TE00 ¦ ,MTTF, Same as RM17TE00 ¦ ,B10, | 0
262 | RM10TE00 | Complementary | width | 17.5 mm | _3.0 | RM10TE00_3.0 | Same as RM17TE00 ¦ ,Width, | 0
263 | RM10TE00 | Complementary | net weight | 0.13 kg | _298.0 | RM10TE00_298.0 | Same as RM17TE00 | 0
264 | RM10TE00 | Environment | electromagnetic compatibility | Emission standard for industrial environments conforming to EN/IEC 61000-6-4 Emission standard for residential, commercial and light-industrial environments conforming to EN/IEC 61000-6-3 Immunity for industrial environments conforming to EN/IEC 61000-6-2 | _23.0 | RM10TE00_23.0 | Same as RM17TE00 ¦ ,Generic immunity standard, Same as RM17TE00 ¦ IEC61000-4-2,Electrostatic discharge, Same as RM17TE00 ¦ IEC61000-4-3,Radiated RF & electromagnetic field, Same as RM17TE00 ¦ IEC61000-4-4,Fast transient / burst, Same as RM17TE00 ¦ IEC61000-4-5,Surge, Same as RM17TE00 ¦ IEC61000-4-6,Conducted RF disturbance, Same as RM17TE00 ¦ IEC61000-4-8,Power frequency magnetic field, Same as RM17TE00 ¦ IEC61000-4-11,Voltage dips, short interruption & variations on power line, Same as RM17TE00 ¦ IEC61000-4-18,1 MHz oscillation wave, Same as RM17TE00 ¦ IEC61000-4-29,DC voltage interruption, Same as RM17TE00 ¦ IEC61000-4-13,Low frequency harmonics, Same as RM17TE00 ¦ Germanisher Lloyd,Conducted low frequency interference (harmonics), Same as RM17TE00 ¦ ,Generic emission standard, Same as RM17TE00 ¦ EN55022 / CISPR22,Radiated RF & electromagnetic field (IT equiment), Same as RM17TE00 ¦ EN55011 / CISPR11,Radiated RF & electromagnetic field (Medical equiment), Same as RM17TE00 ¦ Germanisher Lloyd,Radiated emission from enclosure port, Same as RM17TE00 ¦ EN55022 / CISPR22,Conducted RF emission on power line (IT equiment), Same as RM17TE00 ¦ EN55011 / CISPR11,Conducted RF emission on power line (Medical equiment), Same as RM17TE00 ¦ Germanisher Lloyd,Conducted emission, | 4
265 | RM10TE00 | Environment | standards | EN/IEC 60255-1 | _21.0 | RM10TE00_21.0 | Same as RM17TE00 Same as RM17TE00 Same as RM17TE00 Same as RM17TE00 | 0
266 | RM10TE00 | Environment | product certifications | C-Tick UL GOST CSA GL | _32.0 | RM10TE00_32.0 | CCC, CE, China ROHS | 0
267 | RM10TE00 | Environment | directives | 89/336/EEC - electromagnetic compatibility 73/23/EEC - low voltage directive | _21.0 | RM10TE00_21.0 | Same as RM17TE00 Same as RM17TE00 Same as RM17TE00 Same as RM17TE00 | 0
268 | RM10TE00 | Environment | ambient air temperature for storage | -40…70 °C | _13.0 | RM10TE00_13.0 | Same as RM17TE00 ¦ ,Storage, | 0
269 | RM10TE00 | Environment | ambient air temperature for operation | -20…50 °C | _12.0 | RM10TE00_12.0 | Same as RM17TE00 ¦ ,Operation, | 0
270 | RM10TE00 | Environment | relative humidity | 95 % at 55 °C conforming to IEC 60068-2-30 | _33.0 | RM10TE00_33.0 | Same as RM17TE00 ¦ IEC60068-2-30,Damp heat,XX | 0
271 | RM10TE00 | Environment | vibration resistance | 0.35 mm (f= 5…57.6 Hz) conforming to IEC 60068-2-6 1 gn (f= 57.6…150 Hz) conforming to IEC 60255-21-1 | _43.0 | RM10TE00_43.0 | Same as RM17TE00 ¦ IEC60068-2-6 | 0
272 | RM10TE00 | Environment | shock resistance | 15 gn for 11 ms conforming to IEC 60255-21-1 | _37.0 | RM10TE00_37.0 | Same as RM17TE00 ¦ IEC60068-2-27 | 0
273 | RM10TE00 | Environment | IP degree of protection | IP20 (terminals) conforming to IEC 60529 IP30 (casing) conforming to IEC 60529 | _29.0 | RM10TE00_29.0 | Same as RM17TE00 ¦ IEC60529,Terminal Block, Same as RM17TE00 ¦ IEC60529,Housing, Same as RM17TE00 ¦ IEC60529,Front Panel, | 0
274 | RM10TE00 | Environment | pollution degree | 3 conforming to IEC 60664-1 | _40.0 | RM10TE00_40.0 | Same as RM17TE00 ¦ IEC60664-1 | 0
275 | RM10TE00 | Environment | dielectric test voltage | 2 kV, 1 min AC 50 Hz conforming to IEC 60255-5 2 kV, 1 min AC 50 Hz conforming to IEC 60664-1 | _20.0 | RM10TE00_20.0 | Same as RM17TE00 ¦ IEC60255-27,Supply / Input 1, Same as RM17TE00 ¦ IEC60255-27,Supply / Input 2, Same as RM17TE00 ¦ IEC60255-27,Supply / Input 3, Same as RM17TE00 ¦ IEC60255-27,Supply / Output 1, Same as RM17TE00 ¦ IEC60255-27,Supply / Output 2, Same as RM17TE00 ¦ IEC60255-27,Output 1 / Output 2, Same as RM17TE00 ¦ IEC60255-27,Input 1 / Output 1, Same as RM17TE00 ¦ IEC60255-27,Input 1 / Output 2, Same as RM17TE00 ¦ IEC60255-27,Input 2 / Output 1, Same as RM17TE00 ¦ IEC60255-27,Input 2 / Output 2, Same as RM17TE00 ¦ IEC60255-27,Input 3 / Output 1, Same as RM17TE00 ¦ IEC60255-27,Input 3 / Output 2, Same as RM17TE00 ¦ IEC60255-27,Input 1 / Input 2, Same as RM17TE00 ¦ IEC60255-27,Input 2 / Input 3, Same as RM17TE00 ¦ IEC60255-27,Input 1 / Input 3, | 43
276 | RM10TE00 | Environment | non-dissipating shock wave | 4 kV conforming to IEC 60255-5 4 kV conforming to IEC 60664-1 4 kV conforming to IEC 61000-4-5 | _7.0 | RM10TE00_7.0 | Same as RM17TE00 ¦ IEC60664-1,Supply, Same as RM17TE00 ¦ IEC60664-1,Input 1, Same as RM17TE00 ¦ IEC60664-1,Input 2, Same as RM17TE00 ¦ IEC60664-1,Input 3, Same as RM17TE00 ¦ IEC60664-1,Output 1, Same as RM17TE00 ¦ IEC60664-1,Output 2, Same as RM17TE00 ¦ IEC60664-1,Supply / Input 1,Galvanic Same as RM17TE00 ¦ IEC60664-1,Supply / Input 2,Isolated Same as RM17TE00 ¦ IEC60664-1,Supply / Input 3,Circuit Same as RM17TE00 ¦ IEC60664-1,Supply / Output 1, Same as RM17TE00 ¦ IEC60664-1,Supply / Output 2, Same as RM17TE00 ¦ IEC60664-1,Output 1 / Output 2, Same as RM17TE00 ¦ IEC60664-1,Input 1 / Output 1, Same as RM17TE00 ¦ IEC60664-1,Input 1 / Output 2, Same as RM17TE00 ¦ IEC60664-1,Input 2 / Output 1, Same as RM17TE00 ¦ IEC60664-1,Input 2 / Output 2, Same as RM17TE00 ¦ IEC60664-1,Input 3 / Output 1, Same as RM17TE00 ¦ IEC60664-1,Input 3 / Output 2, Same as RM17TE00 ¦ IEC60664-1,Input 1 / Input 2, Same as RM17TE00 ¦ IEC60664-1,Input 2 / Input 3, Same as RM17TE00 ¦ IEC60664-1,Input 1 / Input 3, | 0
277 | RM10TE00 | Offer Sustainability | Sustainable offer status | Green Premium product | _295.0 | RM10TE00_295.0 | nan | 0
278 | RM10TE00 | Offer Sustainability | REACh Regulation | REACh Declaration | _292.0 | RM10TE00_292.0 | nan | 0
279 | RM10TE00 | Offer Sustainability | EU RoHS Directive | Pro-active compliance (Product out of EU RoHS legal scope) EU RoHS Declaration | _21.0 | RM10TE00_21.0 | Same as RM17TE00 Same as RM17TE00 Same as RM17TE00 Same as RM17TE00 | 0
280 | RM10TE00 | Offer Sustainability | Mercury free | Yes | _291.0 | RM10TE00_291.0 | nan | 0
281 | RM10TE00 | Offer Sustainability | RoHS exemption information | Yes | _294.0 | RM10TE00_294.0 | nan | 0
282 | RM10TE00 | Offer Sustainability | China RoHS Regulation | China RoHS declaration | _288.0 | RM10TE00_288.0 | nan | 0
283 | RM10TE00 | Offer Sustainability | Environmental Disclosure | Product Environmental Profile | _290.0 | RM10TE00_290.0 | nan | 0
284 | RM10TE00 | Offer Sustainability | Circularity Profile | End of Life Information | _289.0 | RM10TE00_289.0 | nan | 0
285 | RM10TE00 | Offer Sustainability | WEEE | The product must be disposed on European Union markets following specific waste collection and never end up in rubbish bins | _297.0 | RM10TE00_297.0 | nan | 0
286 | RE22R2AMR | Main | range of product | Zelio Time | _79.0 | RE22R2AMR_79.0 | nan | 0
287 | RE22R2AMR | Main | product or component type | Modular timing relay | _0.0 | RE22R2AMR_0.0 | nan | 0
288 | RE22R2AMR | Main | discrete output type | Relay | _0.0 | RE22R2AMR_0.0 | nan | 0
289 | RE22R2AMR | Main | device short name | RE22 | _72.0 | RE22R2AMR_72.0 | nan | 0
290 | RE22R2AMR | Main | nominal output current | 8 A | _0.0 | RE22R2AMR_0.0 | nan | 0
291 | RE22R2AMR | Complementary | contacts type and composition | 1 C/O timed contact, cadmium free 1 C/O timed or instantaneous contact, cadmium free | _18.0 | RE22R2AMR_18.0 | nan | 0
292 | RE22R2AMR | Complementary | time delay type | Aw A | _68.0 | RE22R2AMR_68.0 | nan | 0
293 | RE22R2AMR | Complementary | time delay range | 0.05...1 s 0.3...3 s 3...30 h 30...300 min 10...100 s 30...300 s 3...30 s 30...300 h 1...10 s 3...30 min | _96.0 | RE22R2AMR_96.0 | nan | 0
294 | RE22R2AMR | Complementary | control type | Rotary knob Diagnostic button Potentiometer external | _0.0 | RE22R2AMR_0.0 | nan | 0
295 | RE22R2AMR | Complementary | [Us] rated supply voltage | 24...240 V AC/DC 50/60 Hz | _11.0 | RE22R2AMR_11.0 | nan | 0
296 | RE22R2AMR | Complementary | Release input voltage | <= 2.4 V | _65.0 | RE22R2AMR_65.0 | nan | 0
297 | RE22R2AMR | Complementary | voltage range | 0.85...1.1 Us | _78.0 | RE22R2AMR_78.0 | nan | 0
298 | RE22R2AMR | Complementary | supply frequency | 50...60 Hz +/- 5 % | _38.0 | RE22R2AMR_38.0 | nan | 0
299 | RE22R2AMR | Complementary | connections - terminals | Screw terminals, 1 x 0.5...1 x 3.3 mm² (AWG 20...AWG 12) solid without cable end Screw terminals, 2 x 0.5...2 x 2.5 mm² (AWG 20...AWG 14) solid without cable end Screw terminals, 1 x 0.2...1 x 2.5 mm² (AWG 24...AWG 14) flexible with cable end Screw terminals, 2 x 0.2...2 x 1.5 mm² (AWG 24...AWG 16) flexible with cable end | _17.0 | RE22R2AMR_17.0 | nan | 0
300 | RE22R2AMR | Complementary | tightening torque | 0.6…1 N.m conforming to IEC 60947-1 | _42.0 | RE22R2AMR_42.0 | nan | 0
301 | RE22R2AMR | Complementary | housing material | Self-extinguishing | _0.0 | RE22R2AMR_0.0 | nan | 0
302 | RE22R2AMR | Complementary | repeat accuracy | +/- 0.5 % conforming to IEC 61812-1 | _46.0 | RE22R2AMR_46.0 | nan | 0
303 | RE22R2AMR | Complementary | temperature drift | +/- 0.05 %/°C | _90.0 | RE22R2AMR_90.0 | nan | 0
304 | RE22R2AMR | Complementary | voltage drift | +/- 0.2 %/V | _71.0 | RE22R2AMR_71.0 | nan | 0
305 | RE22R2AMR | Complementary | setting accuracy of time delay | +/- 10 % of full scale at 25 °C conforming to IEC 61812-1 | _45.0 | RE22R2AMR_45.0 | nan | 0
306 | RE22R2AMR | Complementary | Control signal pulse width | 100 ms with load in parallel 30 ms | _82.0 | RE22R2AMR_82.0 | nan | 0
307 | RE22R2AMR | Complementary | insulation resistance | 100 MOhm at 500 V DC conforming to IEC 60664-1 | _4.0 | RE22R2AMR_4.0 | nan | 0
308 | RE22R2AMR | Complementary | Recovery time | 120 ms on de-energisation | _35.0 | RE22R2AMR_35.0 | nan | 0
309 | RE22R2AMR | Complementary | immunity to microbreaks | 10 ms | _5.0 | RE22R2AMR_5.0 | nan | 0
310 | RE22R2AMR | Complementary | power consumption in VA | 3 VA at 240 V AC | _67.0 | RE22R2AMR_67.0 | nan | 0
311 | RE22R2AMR | Complementary | power consumption in W | 1.5 W at 240 V DC | _67.0 | RE22R2AMR_67.0 | nan | 0
312 | RE22R2AMR | Complementary | switching capacity in VA | 2000 VA | _59.0 | RE22R2AMR_59.0 | nan | 0
313 | RE22R2AMR | Complementary | minimum switching current | 10 mA at 5 V DC | _88.0 | RE22R2AMR_88.0 | nan | 0
314 | RE22R2AMR | Complementary | maximum switching current | 8 A | _86.0 | RE22R2AMR_86.0 | nan | 0
315 | RE22R2AMR | Complementary | maximum switching voltage | 250 V AC | _87.0 | RE22R2AMR_87.0 | nan | 0
316 | RE22R2AMR | Complementary | electrical durability | 100000 cycles, 8 A at 250 V, AC-1 100000 cycles, 2 A at 24 V, DC-1 | _6.0 | RE22R2AMR_6.0 | nan | 0
317 | RE22R2AMR | Complementary | mechanical durability | 10000000 cycles | _9.0 | RE22R2AMR_9.0 | nan | 0
318 | RE22R2AMR | Complementary | Rated impulse withstand voltage | 5 kV for 1.2…50 µs conforming to IEC 60664-1 | _7.0 | RE22R2AMR_7.0 | nan | 0
319 | RE22R2AMR | Complementary | Power on delay | 100 ms | _10.0 | RE22R2AMR_10.0 | nan | 0
320 | RE22R2AMR | Complementary | creepage distance | 4 kV/3 conforming to IEC 60664-1 | _0.0 | RE22R2AMR_0.0 | nan | 0
321 | RE22R2AMR | Complementary | overvoltage category | III conforming to IEC 60664-1 | _55.0 | RE22R2AMR_55.0 | nan | 0
322 | RE22R2AMR | Complementary | safety reliability data | B10d = 200000 MTTFd = 216.8 years | _48.0 | RE22R2AMR_48.0 | nan | 0
323 | RE22R2AMR | Complementary | mounting position | Any position | _50.0 | RE22R2AMR_50.0 | nan | 0
324 | RE22R2AMR | Complementary | mounting support | 35 mm DIN rail conforming to EN/IEC 60715 | _51.0 | RE22R2AMR_51.0 | nan | 0
325 | RE22R2AMR | Complementary | status LED | LED backlight green (steady) for dial pointer indication LED yellow (steady) for output relay energised LED yellow (fast flashing) for timing in progress and output relay de-energised LED yellow (slow flashing) for timing in progress and output relay energised | _30.0 | RE22R2AMR_30.0 | nan | 0
326 | RE22R2AMR | Complementary | width | 22.5 mm | _3.0 | RE22R2AMR_3.0 | nan | 0
327 | RE22R2AMR | Complementary | net weight | 0.105 kg | _298.0 | RE22R2AMR_298.0 | nan | 0
328 | RE22R2AMR | Environment | dielectric strength | 2.5 kV for 1 mA/1 minute at 50 Hz between relay output and power supply with basic insulation conforming to IEC 61812-1 | _20.0 | RE22R2AMR_20.0 | nan | 0
329 | RE22R2AMR | Environment | standards | UL 508 IEC 61812-1 | _21.0 | RE22R2AMR_21.0 | nan | 0
330 | RE22R2AMR | Environment | directives | 2004/108/EC - electromagnetic compatibility 2006/95/EC - low voltage directive | _21.0 | RE22R2AMR_21.0 | nan | 0
331 | RE22R2AMR | Environment | product certifications | CE CCC GL China RoHS UL RCM EAC CSA | _32.0 | RE22R2AMR_32.0 | nan | 0
332 | RE22R2AMR | Environment | ambient air temperature for operation | -20…60 °C | _12.0 | RE22R2AMR_12.0 | nan | 0
333 | RE22R2AMR | Environment | ambient air temperature for storage | -40…70 °C | _13.0 | RE22R2AMR_13.0 | nan | 0
334 | RE22R2AMR | Environment | IP degree of protection | IP40 housing: conforming to IEC 60529 IP20 terminals: conforming to IEC 60529 IP50 front panel: conforming to IEC 60529 | _29.0 | RE22R2AMR_29.0 | nan | 0
335 | RE22R2AMR | Environment | pollution degree | 3 conforming to IEC 60664-1 | _40.0 | RE22R2AMR_40.0 | nan | 0
336 | RE22R2AMR | Environment | vibration resistance | 20 m/s² (f= 10…150 Hz) conforming to IEC 60068-2-6 | _43.0 | RE22R2AMR_43.0 | nan | 0
337 | RE22R2AMR | Environment | shock resistance | 15 gn not operating for 11 ms conforming to IEC 60068-2-27 5 gn in operation for 11 ms conforming to IEC 60068-2-27 | _37.0 | RE22R2AMR_37.0 | nan | 0
338 | RE22R2AMR | Environment | relative humidity | 95 % at 25…55 °C | _33.0 | RE22R2AMR_33.0 | nan | 0
339 | RE22R2AMR | Environment | electromagnetic compatibility | Fast transients immunity test - test level: 1 kV level 3 (capacitive connecting clip) conforming to IEC 61000-4-4 Surge immunity test - test level: 1 kV level 3 (differential mode) conforming to IEC 61000-4-5 Surge immunity test - test level: 2 kV level 3 (common mode) conforming to IEC 61000-4-5 Electrostatic discharge - test level: 6 kV level 3 (contact discharge) conforming to IEC 61000-4-2 Electrostatic discharge - test level: 8 kV level 3 (air discharge) conforming to IEC 61000-4-2 Radiated radio-frequency electromagnetic field immunity test - test level: 10 V/m level 3 (80 MHz...1 GHz) conforming to IEC 61000-4-3 Conducted RF disturbances - test level: 10 V level 3 (0.15...80 MHz) conforming to IEC 61000-4-6 Fast transient bursts - test level: 2 kV level 3 (direct contact) conforming to IEC 61000-4-4 Immunity to microbreaks and voltage drops - test level: 30 % (500 ms) conforming to IEC 61000-4-11 Immunity to microbreaks and voltage drops - test level: 100 % (20 ms) conforming to IEC 61000-4-11 | _23.0 | RE22R2AMR_23.0 | nan | 0
340 | RE22R2AMR | Packing Units | Package 1 Weight | 0.114 kg | _298.0 | RE22R2AMR_298.0 | nan | 0
341 | RE22R2AMR | Offer Sustainability | Sustainable offer status | Green Premium product | _295.0 | RE22R2AMR_295.0 | nan | 0
342 | RE22R2AMR | Offer Sustainability | REACh Regulation | REACh Declaration | _292.0 | RE22R2AMR_292.0 | nan | 0
343 | RE22R2AMR | Offer Sustainability | EU RoHS Directive | Pro-active compliance (Product out of EU RoHS legal scope) EU RoHS Declaration | _21.0 | RE22R2AMR_21.0 | nan | 0
344 | RE22R2AMR | Offer Sustainability | Mercury free | Yes | _291.0 | RE22R2AMR_291.0 | nan | 0
345 | RE22R2AMR | Offer Sustainability | RoHS exemption information | Yes | _294.0 | RE22R2AMR_294.0 | nan | 0
346 | RE22R2AMR | Offer Sustainability | China RoHS Regulation | China RoHS declaration | _288.0 | RE22R2AMR_288.0 | nan | 0
347 | RE22R2AMR | Offer Sustainability | Environmental Disclosure | Product Environmental Profile | _290.0 | RE22R2AMR_290.0 | nan | 0
348 | RE22R2AMR | Offer Sustainability | Circularity Profile | End of Life Information | _289.0 | RE22R2AMR_289.0 | nan | 0
349 | RE22R2CMR | Main | range of product | Zelio Time | _79.0 | RE22R2CMR_79.0 | nan | 0
350 | RE22R2CMR | Main | product or component type | Modular timing relay | _0.0 | RE22R2CMR_0.0 | nan | 0
351 | RE22R2CMR | Main | discrete output type | Relay | _0.0 | RE22R2CMR_0.0 | nan | 0
352 | RE22R2CMR | Main | device short name | RE22 | _72.0 | RE22R2CMR_72.0 | nan | 0
353 | RE22R2CMR | Main | nominal output current | 8 A | _0.0 | RE22R2CMR_0.0 | nan | 0
354 | RE22R2CMR | Complementary | contacts type and composition | 1 C/O timed or instantaneous contact, cadmium free 2 C/O timed contact, cadmium free | _18.0 | RE22R2CMR_18.0 | nan | 0
355 | RE22R2CMR | Complementary | time delay type | C | _68.0 | RE22R2CMR_68.0 | nan | 0
356 | RE22R2CMR | Complementary | time delay range | 10...100 s 3...30 h 1...10 s 3...30 s 30...300 h 0.3...3 s 0.05...1 s 30...300 min 30...300 s 3...30 min | _96.0 | RE22R2CMR_96.0 | nan | 0
357 | RE22R2CMR | Complementary | control type | Rotary knob Diagnostic button | _0.0 | RE22R2CMR_0.0 | nan | 0
358 | RE22R2CMR | Complementary | [Us] rated supply voltage | 24...240 V AC/DC 50/60 Hz | _11.0 | RE22R2CMR_11.0 | nan | 0
359 | RE22R2CMR | Complementary | Release input voltage | <= 2.4 V | _65.0 | RE22R2CMR_65.0 | nan | 0
360 | RE22R2CMR | Complementary | voltage range | 0.85...1.1 Us | _78.0 | RE22R2CMR_78.0 | nan | 0
361 | RE22R2CMR | Complementary | supply frequency | 50...60 Hz +/- 5 % | _38.0 | RE22R2CMR_38.0 | nan | 0
362 | RE22R2CMR | Complementary | connections - terminals | Screw terminals, 1 x 0.5...1 x 3.3 mm² (AWG 20...AWG 12) solid without cable end Screw terminals, 2 x 0.5...2 x 2.5 mm² (AWG 20...AWG 14) solid without cable end Screw terminals, 1 x 0.2...1 x 2.5 mm² (AWG 24...AWG 14) flexible with cable end Screw terminals, 2 x 0.2...2 x 1.5 mm² (AWG 24...AWG 16) flexible with cable end | _17.0 | RE22R2CMR_17.0 | nan | 0
363 | RE22R2CMR | Complementary | tightening torque | 0.6…1 N.m conforming to IEC 60947-1 | _42.0 | RE22R2CMR_42.0 | nan | 0
364 | RE22R2CMR | Complementary | housing material | Self-extinguishing | _0.0 | RE22R2CMR_0.0 | nan | 0
365 | RE22R2CMR | Complementary | repeat accuracy | +/- 0.5 % conforming to IEC 61812-1 | _46.0 | RE22R2CMR_46.0 | nan | 0
366 | RE22R2CMR | Complementary | temperature drift | +/- 0.05 %/°C | _90.0 | RE22R2CMR_90.0 | nan | 0
367 | RE22R2CMR | Complementary | voltage drift | +/- 0.2 %/V | _71.0 | RE22R2CMR_71.0 | nan | 0
368 | RE22R2CMR | Complementary | setting accuracy of time delay | +/- 10 % of full scale at 25 °C conforming to IEC 61812-1 | _45.0 | RE22R2CMR_45.0 | nan | 0
369 | RE22R2CMR | Complementary | Control signal pulse width | 100 ms with load in parallel 30 ms | _82.0 | RE22R2CMR_82.0 | nan | 0
370 | RE22R2CMR | Complementary | insulation resistance | 100 MOhm at 500 V DC conforming to IEC 60664-1 | _4.0 | RE22R2CMR_4.0 | nan | 0
371 | RE22R2CMR | Complementary | Recovery time | 120 ms on de-energisation | _35.0 | RE22R2CMR_35.0 | nan | 0
372 | RE22R2CMR | Complementary | immunity to microbreaks | 10 ms | _5.0 | RE22R2CMR_5.0 | nan | 0
373 | RE22R2CMR | Complementary | power consumption in VA | 3 VA at 240 V AC | _67.0 | RE22R2CMR_67.0 | nan | 0
374 | RE22R2CMR | Complementary | power consumption in W | 1.5 W at 240 V DC | _67.0 | RE22R2CMR_67.0 | nan | 0
375 | RE22R2CMR | Complementary | switching capacity in VA | 2000 VA | _59.0 | RE22R2CMR_59.0 | nan | 0
376 | RE22R2CMR | Complementary | minimum switching current | 10 mA at 5 V DC | _88.0 | RE22R2CMR_88.0 | nan | 0
377 | RE22R2CMR | Complementary | maximum switching current | 8 A | _86.0 | RE22R2CMR_86.0 | nan | 0
378 | RE22R2CMR | Complementary | maximum switching voltage | 250 V AC | _87.0 | RE22R2CMR_87.0 | nan | 0
379 | RE22R2CMR | Complementary | electrical durability | 100000 cycles, 8 A at 250 V, AC-1 100000 cycles, 2 A at 24 V, DC-1 | _6.0 | RE22R2CMR_6.0 | nan | 0
380 | RE22R2CMR | Complementary | mechanical durability | 10000000 cycles | _9.0 | RE22R2CMR_9.0 | nan | 0
381 | RE22R2CMR | Complementary | Rated impulse withstand voltage | 5 kV for 1.2…50 µs conforming to IEC 60664-1 | _7.0 | RE22R2CMR_7.0 | nan | 0
382 | RE22R2CMR | Complementary | Power on delay | 100 ms | _10.0 | RE22R2CMR_10.0 | nan | 0
383 | RE22R2CMR | Complementary | creepage distance | 4 kV/3 conforming to IEC 60664-1 | _0.0 | RE22R2CMR_0.0 | nan | 0
384 | RE22R2CMR | Complementary | overvoltage category | III conforming to IEC 60664-1 | _55.0 | RE22R2CMR_55.0 | nan | 0
385 | RE22R2CMR | Complementary | safety reliability data | MTTFd = 251.1 years B10d = 230000 | _48.0 | RE22R2CMR_48.0 | nan | 0
386 | RE22R2CMR | Complementary | mounting position | Any position | _50.0 | RE22R2CMR_50.0 | nan | 0
387 | RE22R2CMR | Complementary | mounting support | 35 mm DIN rail conforming to EN/IEC 60715 | _51.0 | RE22R2CMR_51.0 | nan | 0
388 | RE22R2CMR | Complementary | status LED | LED backlight green (steady) for dial pointer indication LED yellow (steady) for output relay energised LED yellow (fast flashing) for timing in progress and output relay de-energised LED yellow (slow flashing) for timing in progress and output relay energised | _30.0 | RE22R2CMR_30.0 | nan | 0
389 | RE22R2CMR | Complementary | width | 22.5 mm | _3.0 | RE22R2CMR_3.0 | nan | 0
390 | RE22R2CMR | Complementary | net weight | 0.105 kg | _298.0 | RE22R2CMR_298.0 | nan | 0
391 | RE22R2CMR | Environment | dielectric strength | 2.5 kV for 1 mA/1 minute at 50 Hz between relay output and power supply with basic insulation conforming to IEC 61812-1 | _20.0 | RE22R2CMR_20.0 | nan | 0
392 | RE22R2CMR | Environment | standards | UL 508 IEC 61812-1 | _21.0 | RE22R2CMR_21.0 | nan | 0
393 | RE22R2CMR | Environment | directives | 2006/95/EC - low voltage directive 2004/108/EC - electromagnetic compatibility | _21.0 | RE22R2CMR_21.0 | nan | 0
394 | RE22R2CMR | Environment | product certifications | CSA CCC RCM China RoHS CE GL UL EAC | _32.0 | RE22R2CMR_32.0 | nan | 0
395 | RE22R2CMR | Environment | ambient air temperature for operation | -20…60 °C | _12.0 | RE22R2CMR_12.0 | nan | 0
396 | RE22R2CMR | Environment | ambient air temperature for storage | -40…70 °C | _13.0 | RE22R2CMR_13.0 | nan | 0
397 | RE22R2CMR | Environment | IP degree of protection | IP40 housing: conforming to IEC 60529 IP20 terminals: conforming to IEC 60529 IP50 front panel: conforming to IEC 60529 | _29.0 | RE22R2CMR_29.0 | nan | 0
398 | RE22R2CMR | Environment | pollution degree | 3 conforming to IEC 60664-1 | _40.0 | RE22R2CMR_40.0 | nan | 0
399 | RE22R2CMR | Environment | vibration resistance | 20 m/s² (f= 10…150 Hz) conforming to IEC 60068-2-6 | _43.0 | RE22R2CMR_43.0 | nan | 0
400 | RE22R2CMR | Environment | shock resistance | 15 gn not operating for 11 ms conforming to IEC 60068-2-27 5 gn in operation for 11 ms conforming to IEC 60068-2-27 | _37.0 | RE22R2CMR_37.0 | nan | 0
401 | RE22R2CMR | Environment | relative humidity | 95 % at 25…55 °C | _33.0 | RE22R2CMR_33.0 | nan | 0
402 | RE22R2CMR | Environment | electromagnetic compatibility | Fast transients immunity test - test level: 1 kV level 3 (capacitive connecting clip) conforming to IEC 61000-4-4 Surge immunity test - test level: 1 kV level 3 (differential mode) conforming to IEC 61000-4-5 Surge immunity test - test level: 2 kV level 3 (common mode) conforming to IEC 61000-4-5 Electrostatic discharge - test level: 6 kV level 3 (contact discharge) conforming to IEC 61000-4-2 Electrostatic discharge - test level: 8 kV level 3 (air discharge) conforming to IEC 61000-4-2 Radiated radio-frequency electromagnetic field immunity test - test level: 10 V/m level 3 (80 MHz...1 GHz) conforming to IEC 61000-4-3 Conducted RF disturbances - test level: 10 V level 3 (0.15...80 MHz) conforming to IEC 61000-4-6 Fast transient bursts - test level: 2 kV level 3 (direct contact) conforming to IEC 61000-4-4 Immunity to microbreaks and voltage drops - test level: 30 % (500 ms) conforming to IEC 61000-4-11 Immunity to microbreaks and voltage drops - test level: 100 % (20 ms) conforming to IEC 61000-4-11 | _23.0 | RE22R2CMR_23.0 | nan | 0
403 | RE22R2CMR | Packing Units | Package 1 Weight | 0.108 kg | _298.0 | RE22R2CMR_298.0 | nan | 0
404 | RE22R2CMR | Offer Sustainability | Sustainable offer status | Green Premium product | _295.0 | RE22R2CMR_295.0 | nan | 0
405 | RE22R2CMR | Offer Sustainability | REACh Regulation | REACh Declaration | _292.0 | RE22R2CMR_292.0 | nan | 0
406 | RE22R2CMR | Offer Sustainability | EU RoHS Directive | Pro-active compliance (Product out of EU RoHS legal scope) EU RoHS Declaration | _21.0 | RE22R2CMR_21.0 | nan | 0
407 | RE22R2CMR | Offer Sustainability | Mercury free | Yes | _291.0 | RE22R2CMR_291.0 | nan | 0
408 | RE22R2CMR | Offer Sustainability | RoHS exemption information | Yes | _294.0 | RE22R2CMR_294.0 | nan | 0
409 | RE22R2CMR | Offer Sustainability | China RoHS Regulation | China RoHS declaration | _288.0 | RE22R2CMR_288.0 | nan | 0
410 | RE22R2CMR | Offer Sustainability | Environmental Disclosure | Product Environmental Profile | _290.0 | RE22R2CMR_290.0 | nan | 0
411 | RE22R2CMR | Offer Sustainability | Circularity Profile | End of Life Information | _289.0 | RE22R2CMR_289.0 | nan | 0
412 | RMTJ60BD | Main | range of product | Zelio Analog | _79.0 | RMTJ60BD_79.0 | nan | 0
413 | RMTJ60BD | Main | product or component type | Converter for thermocouples | _0.0 | RMTJ60BD_0.0 | nan | 0
414 | RMTJ60BD | Main | analogue input type | Thermocouple 0...300 °C/32...572 °F thermocouple J conforming to IEC 60584 | _0.0 | RMTJ60BD_0.0 | nan | 0
415 | RMTJ60BD | Main | analogue output type | Current 0...20 mA <= 500 Ohm Current 4...20 mA <= 500 Ohm Voltage 0...10 V >= 100 kOhm | _0.0 | RMTJ60BD_0.0 | nan | 0
416 | RMTJ60BD | Complementary | protection type | Overvoltage protection on output (+/- 30 V) Reverse polarity protection on output Short-circuit protection on output | _57.0 | RMTJ60BD_57.0 | nan | 0
417 | RMTJ60BD | Complementary | abnormal analogue output voltage | -15...-11 V when no input or input wire broken 11...15 V when no input or input wire broken | _0.0 | RMTJ60BD_0.0 | nan | 0
418 | RMTJ60BD | Complementary | abnormal analogue output current | -30…0 mA when no input or input wire broken | _0.0 | RMTJ60BD_0.0 | nan | 0
419 | RMTJ60BD | Complementary | [Us] rated supply voltage | 24 V DC +/- 20 %, non isolated | _11.0 | RMTJ60BD_11.0 | nan | 0
420 | RMTJ60BD | Complementary | current consumption | <= 40 mA for voltage output <= 60 mA for current output | _67.0 | RMTJ60BD_67.0 | nan | 0
421 | RMTJ60BD | Complementary | local signalling | LED (green) for power ON | _30.0 | RMTJ60BD_30.0 | nan | 0
422 | RMTJ60BD | Complementary | measurement error | +/- 10 % of full scale at 20 °C (electromagnetic interference of 10 V/m) +/- 1 % of full scale at 20 °C | _0.0 | RMTJ60BD_0.0 | nan | 0
423 | RMTJ60BD | Complementary | repeat accuracy | +/- 0.25 % full scale at 20 °C +/- 0.8 % full scale at 60 °C | _46.0 | RMTJ60BD_46.0 | nan | 0
424 | RMTJ60BD | Complementary | temperature coefficient | 200 ppm/°C | _90.0 | RMTJ60BD_90.0 | nan | 0
425 | RMTJ60BD | Complementary | cold junction compensation | Built-in, measurement: between 0 and 60 °C | _0.0 | RMTJ60BD_0.0 | nan | 0
426 | RMTJ60BD | Complementary | clamping connection capacity | 2 x 1.5 mm² 1 x 2.5 mm² | _17.0 | RMTJ60BD_17.0 | nan | 0
427 | RMTJ60BD | Complementary | tightening torque | 0.6…1.1 N.m | _42.0 | RMTJ60BD_42.0 | nan | 0
428 | RMTJ60BD | Complementary | marking | CE | _31.0 | RMTJ60BD_31.0 | nan | 0
429 | RMTJ60BD | Complementary | surge withstand | 0.5 kV during 1.2/50 µs conforming to IEC 61000-4-5 | _23.0 | RMTJ60BD_23.0 | nan | 0
430 | RMTJ60BD | Complementary | [Ui] rated insulation voltage | 2 kV | _8.0 | RMTJ60BD_8.0 | nan | 0
431 | RMTJ60BD | Complementary | fixing mode | By screws (mounting plate) Clip-on (35 mm symmetrical DIN rail) | _51.0 | RMTJ60BD_51.0 | nan | 0
432 | RMTJ60BD | Complementary | safety reliability data | B10d = 45447 MTTFd = 49.2 years | _48.0 | RMTJ60BD_48.0 | nan | 0
433 | RMTJ60BD | Complementary | net weight | 0.12 kg | _298.0 | RMTJ60BD_298.0 | nan | 0
434 | RMTJ60BD | Environment | standards | IEC 60584-1 IEC 60947-1 | _21.0 | RMTJ60BD_21.0 | nan | 0
435 | RMTJ60BD | Environment | product certifications | CSA GL UL | _32.0 | RMTJ60BD_32.0 | nan | 0
436 | RMTJ60BD | Environment | IP degree of protection | IP20 (terminal block) IP50 (housing) | _29.0 | RMTJ60BD_29.0 | nan | 0
437 | RMTJ60BD | Environment | fire resistance | 850 °C conforming to IEC 60695-2-1 850 °C conforming to UL | _0.0 | RMTJ60BD_0.0 | nan | 0
438 | RMTJ60BD | Environment | shock resistance | 50 gn for 11 ms conforming to IEC 60068-2-27 | _37.0 | RMTJ60BD_37.0 | nan | 0
439 | RMTJ60BD | Environment | vibration resistance | 5 gn (f= 10…100 Hz) conforming to IEC 60068-2-6 | _43.0 | RMTJ60BD_43.0 | nan | 0
440 | RMTJ60BD | Environment | resistance to electrostatic discharge | 6 kV (in contact) conforming to IEC 61000-4-2 level 3 8 kV (in air) conforming to IEC 61000-4-2 level 3 | _23.0 | RMTJ60BD_23.0 | nan | 0
441 | RMTJ60BD | Environment | resistance to fast transients | 1 kV (on input-output) conforming to IEC 61000-4-4 2 kV (on power supply) conforming to IEC 61000-4-4 | _23.0 | RMTJ60BD_23.0 | nan | 0
442 | RMTJ60BD | Environment | disturbance radiated/conducted | CISPR 22 group 1 - class B CISPR 11 | _23.0 | RMTJ60BD_23.0 | nan | 0
443 | RMTJ60BD | Environment | ambient air temperature for storage | -40…85 °C | _13.0 | RMTJ60BD_13.0 | nan | 0
444 | RMTJ60BD | Environment | ambient air temperature for operation | 0…50 °C mounting side by side 0…60 °C 2 cm spacing | _12.0 | RMTJ60BD_12.0 | nan | 0
445 | RMTJ60BD | Environment | pollution degree | 2 conforming to IEC 60664-1 | _40.0 | RMTJ60BD_40.0 | nan | 0
446 | RMTJ60BD | Packing Units | Package 1 Weight | 0.101 kg | _298.0 | RMTJ60BD_298.0 | nan | 0
447 | RMTJ60BD | Offer Sustainability | Sustainable offer status | Green Premium product | _295.0 | RMTJ60BD_295.0 | nan | 0
448 | RMTJ60BD | Offer Sustainability | REACh Regulation | REACh Declaration | _292.0 | RMTJ60BD_292.0 | nan | 0
449 | RMTJ60BD | Offer Sustainability | EU RoHS Directive | Pro-active compliance (Product out of EU RoHS legal scope) EU RoHS Declaration | _21.0 | RMTJ60BD_21.0 | nan | 0
450 | RMTJ60BD | Offer Sustainability | Mercury free | Yes | _291.0 | RMTJ60BD_291.0 | nan | 0
451 | RMTJ60BD | Offer Sustainability | RoHS exemption information | Yes | _294.0 | RMTJ60BD_294.0 | nan | 0
452 | RMTJ60BD | Offer Sustainability | China RoHS Regulation | China RoHS declaration | _288.0 | RMTJ60BD_288.0 | nan | 0
453 | RMTJ60BD | Offer Sustainability | Environmental Disclosure | Product Environmental Profile | _290.0 | RMTJ60BD_290.0 | nan | 0
454 | RMTJ60BD | Offer Sustainability | Circularity Profile | End of Life Information | _289.0 | RMTJ60BD_289.0 | nan | 0
455 | RMTJ60BD | Offer Sustainability | WEEE | The product must be disposed on European Union markets following specific waste collection and never end up in rubbish bins | _297.0 | RMTJ60BD_297.0 | nan | 0
456 | RMTJ60BD | Contractual warranty | Warranty | 18 months | _287.0 | RMTJ60BD_287.0 | nan | 0
457 | XVDLS37 | Main | range of product | Harmony XVD Optimum | _79.0 | XVDLS37_79.0 | nan | 0
458 | XVDLS37 | Main | product or component type | Complete miniature beacon | _0.0 | XVDLS37_0.0 | nan | 0
459 | XVDLS37 | Main | beacon or indicator bank unit type | Base unit direct fixing Illuminated unit | _0.0 | XVDLS37_0.0 | nan | 0
460 | XVDLS37 | Main | signalling type | Steady | _30.0 | XVDLS37_30.0 | nan | 0
461 | XVDLS37 | Main | mounting diameter | 45 mm | _52.0 | XVDLS37_52.0 | nan | 0
462 | XVDLS37 | Main | component name | XVDLS | _72.0 | XVDLS37_72.0 | nan | 0
463 | XVDLS37 | Main | material | Glass reinforced polyamide: base unit Polycarbonate: illuminated unit | _0.0 | XVDLS37_0.0 | nan | 0
464 | XVDLS37 | Main | light source | Bulb not included, clear | _0.0 | XVDLS37_0.0 | nan | 0
465 | XVDLS37 | Main | bulb type | Incandescent with BA 15d base | _0.0 | XVDLS37_0.0 | nan | 0
466 | XVDLS37 | Main | [Us] rated supply voltage | <= 230 V | _11.0 | XVDLS37_11.0 | nan | 0
467 | XVDLS37 | Main | maximum power dissipation in W | 5 W | _67.0 | XVDLS37_67.0 | nan | 0
468 | XVDLS37 | Complementary | connections - terminals | Screw clamp terminals, <= 1 x 1.5 mm² with cable end | _17.0 | XVDLS37_17.0 | nan | 0
469 | XVDLS37 | Complementary | cable entry | 1 entry tapped for Pg 7 | _15.0 | XVDLS37_15.0 | nan | 0
470 | XVDLS37 | Complementary | [Ui] rated insulation voltage | 250 V conforming to IEC 60947-1 | _8.0 | XVDLS37_8.0 | nan | 0
471 | XVDLS37 | Complementary | [Uimp] rated impulse withstand voltage | 4 kV IEC 60947-1 | _7.0 | XVDLS37_7.0 | nan | 0
472 | XVDLS37 | Complementary | CAD overall width | 45 mm | _3.0 | XVDLS37_3.0 | nan | 0
473 | XVDLS37 | Complementary | CAD overall height | 104 mm | _2.0 | XVDLS37_2.0 | nan | 0
474 | XVDLS37 | Complementary | CAD overall depth | 45 mm | _1.0 | XVDLS37_1.0 | nan | 0
475 | XVDLS37 | Complementary | terminals description ISO n°1 | (GND)GROUND (COM-1)PW | _0.0 | XVDLS37_0.0 | nan | 0
476 | XVDLS37 | Complementary | net weight | 0.08 kg | _298.0 | XVDLS37_298.0 | nan | 0
477 | XVDLS37 | Environment | product certifications | CSA UL | _32.0 | XVDLS37_32.0 | nan | 0
478 | XVDLS37 | Environment | standards | EN/IEC 60947-5-1 | _21.0 | XVDLS37_21.0 | nan | 0
479 | XVDLS37 | Environment | protective treatment | TC | _0.0 | XVDLS37_0.0 | nan | 0
480 | XVDLS37 | Environment | ambient air temperature for operation | -25…70 °C | _12.0 | XVDLS37_12.0 | nan | 0
481 | XVDLS37 | Environment | ambient air temperature for storage | -40…70 °C | _13.0 | XVDLS37_13.0 | nan | 0
482 | XVDLS37 | Environment | electrical shock protection class | Class II conforming to IEC 60536 | _7.0 | XVDLS37_7.0 | nan | 0
483 | XVDLS37 | Environment | IP degree of protection | IP40 conforming to IEC 60529 | _29.0 | XVDLS37_29.0 | nan | 0
484 | XVDLS37 | Packing Units | Package 1 Weight | 0.101 kg | _298.0 | XVDLS37_298.0 | nan | 0
485 | XVDLS37 | Offer Sustainability | Sustainable offer status | Green Premium product | _295.0 | XVDLS37_295.0 | nan | 0
486 | XVDLS37 | Offer Sustainability | REACh Regulation | REACh Declaration | _292.0 | XVDLS37_292.0 | nan | 0
487 | XVDLS37 | Offer Sustainability | EU RoHS Directive | Pro-active compliance (Product out of EU RoHS legal scope) EU RoHS Declaration | _21.0 | XVDLS37_21.0 | nan | 0
488 | XVDLS37 | Offer Sustainability | Mercury free | Yes | _291.0 | XVDLS37_291.0 | nan | 0
489 | XVDLS37 | Offer Sustainability | RoHS exemption information | Yes | _294.0 | XVDLS37_294.0 | nan | 0
490 | XVDLS37 | Offer Sustainability | China RoHS Regulation | China RoHS declaration | _288.0 | XVDLS37_288.0 | nan | 0
491 | XVDLS37 | Offer Sustainability | Environmental Disclosure | Product Environmental Profile | _290.0 | XVDLS37_290.0 | nan | 0
492 | XVDLS37 | Offer Sustainability | WEEE | The product must be disposed on European Union markets following specific waste collection and never end up in rubbish bins | _297.0 | XVDLS37_297.0 | nan | 0
493 | XVDLS37 | Contractual warranty | Warranty | 18 months | _287.0 | XVDLS37_287.0 | nan | 0
494 | XVDLS38 | Main | range of product | Harmony XVD Optimum | _79.0 | XVDLS38_79.0 | nan | 0
495 | XVDLS38 | Main | product or component type | Complete miniature beacon | _0.0 | XVDLS38_0.0 | nan | 0
496 | XVDLS38 | Main | beacon or indicator bank unit type | Base unit direct fixing Illuminated unit | _0.0 | XVDLS38_0.0 | nan | 0
497 | XVDLS38 | Main | signalling type | Steady | _30.0 | XVDLS38_30.0 | nan | 0
498 | XVDLS38 | Main | mounting diameter | 45 mm | _52.0 | XVDLS38_52.0 | nan | 0
499 | XVDLS38 | Main | component name | XVDLS | _72.0 | XVDLS38_72.0 | nan | 0
500 | XVDLS38 | Main | material | Glass reinforced polyamide: base unit Polycarbonate: illuminated unit | _0.0 | XVDLS38_0.0 | nan | 0
501 | XVDLS38 | Main | light source | Bulb not included, yellow | _0.0 | XVDLS38_0.0 | nan | 0
502 | XVDLS38 | Main | bulb type | Incandescent with BA 15d base | _0.0 | XVDLS38_0.0 | nan | 0
503 | XVDLS38 | Main | [Us] rated supply voltage | <= 230 V | _11.0 | XVDLS38_11.0 | nan | 0
504 | XVDLS38 | Main | maximum power dissipation in W | 5 W | _67.0 | XVDLS38_67.0 | nan | 0
505 | XVDLS38 | Complementary | connections - terminals | Screw clamp terminals, <= 1 x 1.5 mm² with cable end | _17.0 | XVDLS38_17.0 | nan | 0
506 | XVDLS38 | Complementary | cable entry | 1 entry tapped for Pg 7 | _15.0 | XVDLS38_15.0 | nan | 0
507 | XVDLS38 | Complementary | [Ui] rated insulation voltage | 250 V conforming to IEC 60947-1 | _8.0 | XVDLS38_8.0 | nan | 0
508 | XVDLS38 | Complementary | [Uimp] rated impulse withstand voltage | 4 kV IEC 60947-1 | _7.0 | XVDLS38_7.0 | nan | 0
509 | XVDLS38 | Complementary | CAD overall width | 45 mm | _3.0 | XVDLS38_3.0 | nan | 0
510 | XVDLS38 | Complementary | CAD overall height | 104 mm | _2.0 | XVDLS38_2.0 | nan | 0
511 | XVDLS38 | Complementary | CAD overall depth | 45 mm | _1.0 | XVDLS38_1.0 | nan | 0
512 | XVDLS38 | Complementary | terminals description ISO n°1 | (COM-1)PW (GND)GROUND | _0.0 | XVDLS38_0.0 | nan | 0
513 | XVDLS38 | Complementary | net weight | 0.08 kg | _298.0 | XVDLS38_298.0 | nan | 0
514 | XVDLS38 | Environment | product certifications | CSA UL | _32.0 | XVDLS38_32.0 | nan | 0
515 | XVDLS38 | Environment | standards | EN/IEC 60947-5-1 | _21.0 | XVDLS38_21.0 | nan | 0
516 | XVDLS38 | Environment | protective treatment | TC | _0.0 | XVDLS38_0.0 | nan | 0
517 | XVDLS38 | Environment | ambient air temperature for operation | -25…70 °C | _12.0 | XVDLS38_12.0 | nan | 0
518 | XVDLS38 | Environment | ambient air temperature for storage | -40…70 °C | _13.0 | XVDLS38_13.0 | nan | 0
519 | XVDLS38 | Environment | electrical shock protection class | Class II conforming to IEC 60536 | _7.0 | XVDLS38_7.0 | nan | 0
520 | XVDLS38 | Environment | IP degree of protection | IP40 conforming to IEC 60529 | _29.0 | XVDLS38_29.0 | nan | 0
521 | XVDLS38 | Packing Units | Package 1 Weight | 0.100 kg | _298.0 | XVDLS38_298.0 | nan | 0
522 | XVDLS38 | Offer Sustainability | Sustainable offer status | Green Premium product | _295.0 | XVDLS38_295.0 | nan | 0
523 | XVDLS38 | Offer Sustainability | REACh Regulation | REACh Declaration | _292.0 | XVDLS38_292.0 | nan | 0
524 | XVDLS38 | Offer Sustainability | EU RoHS Directive | Pro-active compliance (Product out of EU RoHS legal scope) EU RoHS Declaration | _21.0 | XVDLS38_21.0 | nan | 0
525 | XVDLS38 | Offer Sustainability | Mercury free | Yes | _291.0 | XVDLS38_291.0 | nan | 0
526 | XVDLS38 | Offer Sustainability | RoHS exemption information | Yes | _294.0 | XVDLS38_294.0 | nan | 0
527 | XVDLS38 | Offer Sustainability | China RoHS Regulation | China RoHS declaration | _288.0 | XVDLS38_288.0 | nan | 0
528 | XVDLS38 | Offer Sustainability | Environmental Disclosure | Product Environmental Profile | _290.0 | XVDLS38_290.0 | nan | 0
529 | XVDLS38 | Offer Sustainability | WEEE | The product must be disposed on European Union markets following specific waste collection and never end up in rubbish bins | _297.0 | XVDLS38_297.0 | nan | 0
530 | XVDLS38 | Contractual warranty | Warranty | 18 months | _287.0 | XVDLS38_287.0 | nan | 0
531 | RHT428B | Main | range of product | Zelio Relay | _79.0 | RHT428B_79.0 | nan | 0
532 | RHT428B | Main | product or component type | Plug-in relay Timing relay | _0.0 | RHT428B_0.0 | nan | 0
533 | RHT428B | Main | device short name | RHT | _72.0 | RHT428B_72.0 | nan | 0
534 | RHT428B | Main | contacts type and composition | 4 C/O | _18.0 | RHT428B_18.0 | nan | 0
535 | RHT428B | Main | contact operation | Low level | _0.0 | RHT428B_0.0 | nan | 0
536 | RHT428B | Main | [Uc] control circuit voltage | 24 V AC/DC 50/60 Hz | _84.0 | RHT428B_84.0 | nan | 0
537 | RHT428B | Main | time delay type | On-delay | _68.0 | RHT428B_68.0 | nan | 0
538 | RHT428B | Main | time delay range | 15...300 s 0.2...3 s 1.5...30 s | _96.0 | RHT428B_96.0 | nan | 0
539 | RHT428B | Main | [Ithe] conventional enclosed thermal current | 1 A 40 °C | _41.0 | RHT428B_41.0 | nan | 0
540 | RHT428B | Main | status LED | With | _30.0 | RHT428B_30.0 | nan | 0
541 | RHT428B | Main | control type | Selector switch | _0.0 | RHT428B_0.0 | nan | 0
542 | RHT428B | Main | coil interference suppression | With | _0.0 | RHT428B_0.0 | nan | 0
543 | RHT428B | Complementary | [Ui] rated insulation voltage | 250 V | _8.0 | RHT428B_8.0 | nan | 0
544 | RHT428B | Complementary | operating position | Any position | _50.0 | RHT428B_50.0 | nan | 0
545 | RHT428B | Complementary | minimum switching capacity | 50 mVA at 1 mA, 1 V | _60.0 | RHT428B_60.0 | nan | 0
546 | RHT428B | Complementary | contact bounce time | <= 10 ms | _0.0 | RHT428B_0.0 | nan | 0
547 | RHT428B | Complementary | maximum voltage drop | <100 V for 3 A at 24 V | _93.0 | RHT428B_93.0 | nan | 0
548 | RHT428B | Complementary | average resistance | 30 mOhm at 20 °C | _83.0 | RHT428B_83.0 | nan | 0
549 | RHT428B | Complementary | switching time | 1...3 ms AC for energisation/de-energisation 0.5...6 ms AC for de-energisation/energisation 1...4 ms DC for energisation/de-energisation 1.2...4 ms DC for de-energisation/energisation | _35.0 | RHT428B_35.0 | nan | 0
550 | RHT428B | Complementary | average coil consumption | 2.5 W at 20 °C | _85.0 | RHT428B_85.0 | nan | 0
551 | RHT428B | Complementary | average coil consumption in VA | 2.9 at 20 °C | _85.0 | RHT428B_85.0 | nan | 0
552 | RHT428B | Complementary | control circuit voltage limits | 0.8...1.1 Uc conforming to IEC 60255 | _0.0 | RHT428B_0.0 | nan | 0
553 | RHT428B | Complementary | mechanical durability | 20000000 cycles | _9.0 | RHT428B_9.0 | nan | 0
554 | RHT428B | Complementary | repeat accuracy | +/- 1 % | _46.0 | RHT428B_46.0 | nan | 0
555 | RHT428B | Complementary | setting accuracy of time delay | +/- 15 % of full scale | _45.0 | RHT428B_45.0 | nan | 0
556 | RHT428B | Complementary | reset time | 100 ms | _34.0 | RHT428B_34.0 | nan | 0
557 | RHT428B | Complementary | CAD overall width | 33 mm | _3.0 | RHT428B_3.0 | nan | 0
558 | RHT428B | Complementary | CAD overall height | 43 mm | _2.0 | RHT428B_2.0 | nan | 0
559 | RHT428B | Complementary | CAD overall depth | 108 mm | _1.0 | RHT428B_1.0 | nan | 0
560 | RHT428B | Complementary | terminals description ISO n°1 | (A1-A2)CO (41-42-44)OC (21-22-24)OC (31-32-34)OC (11-12-14)OC | _0.0 | RHT428B_0.0 | nan | 0
561 | RHT428B | Complementary | net weight | 0.13 kg | _298.0 | RHT428B_298.0 | nan | 0
562 | RHT428B | Environment | standards | IEC 60255 NF C 45-250 VDE 0435 | _21.0 | RHT428B_21.0 | nan | 0
563 | RHT428B | Environment | product certifications | USSR EDF ASE BV CSA | _32.0 | RHT428B_32.0 | nan | 0
564 | RHT428B | Environment | protective treatment | TC | _0.0 | RHT428B_0.0 | nan | 0
565 | RHT428B | Environment | dielectric strength | 2500 V | _20.0 | RHT428B_20.0 | nan | 0
566 | RHT428B | Environment | ambient air temperature for operation | -5…40 °C conforming to IEC 60255 | _12.0 | RHT428B_12.0 | nan | 0
567 | RHT428B | Environment | ambient air temperature for storage | -40…70 °C | _13.0 | RHT428B_13.0 | nan | 0
568 | RHT428B | Environment | vibration resistance | 6 gn (f= 10…55 Hz) conforming to IEC 60068-2-6 6 gn (f= 10…55 Hz) conforming to NF C 20-616 | _43.0 | RHT428B_43.0 | nan | 0
569 | RHT428B | Environment | shock resistance | 50 gn for 11 ms conforming to NF C 20-608 | _37.0 | RHT428B_37.0 | nan | 0
570 | RHT428B | Environment | immunity to microbreaks | 10 ms during time delay 2 ms after time delay | _5.0 | RHT428B_5.0 | nan | 0
571 | RHT428B | Packing Units | Package 1 Weight | 0.135 kg | _298.0 | RHT428B_298.0 | nan | 0
572 | RHT428B | Contractual warranty | Warranty | 18 months | _287.0 | RHT428B_287.0 | nan | 0
573 | RHT418BE | Main | range of product | Zelio Relay | _79.0 | RHT418BE_79.0 | nan | 0
574 | RHT418BE | Main | product or component type | Timing relay Plug-in relay | _0.0 | RHT418BE_0.0 | nan | 0
575 | RHT418BE | Main | device short name | RHT | _72.0 | RHT418BE_72.0 | nan | 0
576 | RHT418BE | Main | contacts type and composition | 4 C/O | _18.0 | RHT418BE_18.0 | nan | 0
577 | RHT418BE | Main | contact operation | Standard | _0.0 | RHT418BE_0.0 | nan | 0
578 | RHT418BE | Main | [Uc] control circuit voltage | 27 V AC/DC 50/60 Hz | _84.0 | RHT418BE_84.0 | nan | 0
579 | RHT418BE | Main | time delay type | On-delay | _68.0 | RHT418BE_68.0 | nan | 0
580 | RHT418BE | Main | time delay range | 0.2...3 s 15...300 s 1.5...30 s | _96.0 | RHT418BE_96.0 | nan | 0
581 | RHT418BE | Main | [Ithe] conventional enclosed thermal current | 5 A 40 °C | _41.0 | RHT418BE_41.0 | nan | 0
582 | RHT418BE | Main | status LED | With | _30.0 | RHT418BE_30.0 | nan | 0
583 | RHT418BE | Main | control type | Selector switch | _0.0 | RHT418BE_0.0 | nan | 0
584 | RHT418BE | Main | coil interference suppression | With | _0.0 | RHT418BE_0.0 | nan | 0
585 | RHT418BE | Complementary | [Ui] rated insulation voltage | 250 V | _8.0 | RHT418BE_8.0 | nan | 0
586 | RHT418BE | Complementary | operating position | Any position | _50.0 | RHT418BE_50.0 | nan | 0
587 | RHT418BE | Complementary | minimum switching capacity | 150 mVA at 10 mA, 1 V | _60.0 | RHT418BE_60.0 | nan | 0
588 | RHT418BE | Complementary | contact bounce time | <= 10 ms | _0.0 | RHT418BE_0.0 | nan | 0
589 | RHT418BE | Complementary | maximum voltage drop | <100 V for 3 A at 24 V | _93.0 | RHT418BE_93.0 | nan | 0
590 | RHT418BE | Complementary | average resistance | 30 mOhm at 20 °C | _83.0 | RHT418BE_83.0 | nan | 0
591 | RHT418BE | Complementary | switching time | 1...3 ms AC for energisation/de-energisation 0.5...6 ms AC for de-energisation/energisation 1...4 ms DC for energisation/de-energisation 1.2...4 ms DC for de-energisation/energisation | _35.0 | RHT418BE_35.0 | nan | 0
592 | RHT418BE | Complementary | average coil consumption | 2.5 W at 20 °C | _85.0 | RHT418BE_85.0 | nan | 0
593 | RHT418BE | Complementary | average coil consumption in VA | 2.9 at 20 °C | _85.0 | RHT418BE_85.0 | nan | 0
594 | RHT418BE | Complementary | control circuit voltage limits | 0.8...1.1 Uc conforming to IEC 60255 | _0.0 | RHT418BE_0.0 | nan | 0
595 | RHT418BE | Complementary | mechanical durability | 20000000 cycles | _9.0 | RHT418BE_9.0 | nan | 0
596 | RHT418BE | Complementary | repeat accuracy | +/- 1 % | _46.0 | RHT418BE_46.0 | nan | 0
597 | RHT418BE | Complementary | setting accuracy of time delay | +/- 15 % of full scale | _45.0 | RHT418BE_45.0 | nan | 0
598 | RHT418BE | Complementary | reset time | 100 ms | _34.0 | RHT418BE_34.0 | nan | 0
599 | RHT418BE | Complementary | CAD overall width | 33 mm | _3.0 | RHT418BE_3.0 | nan | 0
600 | RHT418BE | Complementary | CAD overall height | 43 mm | _2.0 | RHT418BE_2.0 | nan | 0
601 | RHT418BE | Complementary | CAD overall depth | 108 mm | _1.0 | RHT418BE_1.0 | nan | 0
602 | RHT418BE | Complementary | terminals description ISO n°1 | (31-32-34)OC (41-42-44)OC (11-12-14)OC (21-22-24)OC (A1-A2)CO | _0.0 | RHT418BE_0.0 | nan | 0
603 | RHT418BE | Complementary | net weight | 0.13 kg | _298.0 | RHT418BE_298.0 | nan | 0
604 | RHT418BE | Environment | standards | IEC 60255 NF C 45-250 VDE 0435 | _21.0 | RHT418BE_21.0 | nan | 0
605 | RHT418BE | Environment | product certifications | ASE EDF USSR BV CSA | _32.0 | RHT418BE_32.0 | nan | 0
606 | RHT418BE | Environment | protective treatment | TC | _0.0 | RHT418BE_0.0 | nan | 0
607 | RHT418BE | Environment | dielectric strength | 2500 V | _20.0 | RHT418BE_20.0 | nan | 0
608 | RHT418BE | Environment | ambient air temperature for operation | -5…40 °C conforming to IEC 60255 | _12.0 | RHT418BE_12.0 | nan | 0
609 | RHT418BE | Environment | ambient air temperature for storage | -40…70 °C | _13.0 | RHT418BE_13.0 | nan | 0
610 | RHT418BE | Environment | vibration resistance | 6 gn (f= 10…55 Hz) conforming to IEC 60068-2-6 6 gn (f= 10…55 Hz) conforming to NF C 20-616 | _43.0 | RHT418BE_43.0 | nan | 0
611 | RHT418BE | Environment | shock resistance | 50 gn for 11 ms conforming to NF C 20-608 | _37.0 | RHT418BE_37.0 | nan | 0
612 | RHT418BE | Environment | immunity to microbreaks | 10 ms during time delay 2 ms after time delay | _5.0 | RHT418BE_5.0 | nan | 0
613 | RHT418BE | Packing Units | Package 1 Weight | 0.136 kg | _298.0 | RHT418BE_298.0 | nan | 0
614 | RHT418BE | Contractual warranty | Warranty | 18 months | _287.0 | RHT418BE_287.0 | nan | 0
615 | RSB1A160M7S | Main | range of product | Zelio Relay | _79.0 | RSB1A160M7S_79.0 | nan | 0
616 | RSB1A160M7S | Main | series name | Interface relay | _80.0 | RSB1A160M7S_80.0 | nan | 0
617 | RSB1A160M7S | Main | product or component type | Plug-in relay | _0.0 | RSB1A160M7S_0.0 | nan | 0
618 | RSB1A160M7S | Main | device short name | RSB | _72.0 | RSB1A160M7S_72.0 | nan | 0
619 | RSB1A160M7S | Main | contacts type and composition | 1 C/O | _18.0 | RSB1A160M7S_18.0 | nan | 0
620 | RSB1A160M7S | Main | contact operation | Standard | _0.0 | RSB1A160M7S_0.0 | nan | 0
621 | RSB1A160M7S | Main | [Uc] control circuit voltage | 220 V AC | _84.0 | RSB1A160M7S_84.0 | nan | 0
622 | RSB1A160M7S | Main | [Ithe] conventional enclosed thermal current | 16 A at -40…40 °C | _41.0 | RSB1A160M7S_41.0 | nan | 0
623 | RSB1A160M7S | Main | status LED | Without | _30.0 | RSB1A160M7S_30.0 | nan | 0
624 | RSB1A160M7S | Complementary | shape of pin | Flat | _0.0 | RSB1A160M7S_0.0 | nan | 0
625 | RSB1A160M7S | Complementary | average coil resistance | 35500 Ohm network: AC at 20 °C +/- 15 % | _75.0 | RSB1A160M7S_75.0 | nan | 0
626 | RSB1A160M7S | Complementary | [Ue] rated operational voltage | 176...264 V AC 50 Hz 187...264 V AC 60 Hz | _78.0 | RSB1A160M7S_78.0 | nan | 0
627 | RSB1A160M7S | Complementary | [Ui] rated insulation voltage | 400 V conforming to EN/IEC 60947 | _8.0 | RSB1A160M7S_8.0 | nan | 0
628 | RSB1A160M7S | Complementary | [Uimp] rated impulse withstand voltage | IEC 61000-4-5 3.6 kV | _7.0 | RSB1A160M7S_7.0 | nan | 0
629 | RSB1A160M7S | Complementary | contacts material | Silver alloy (Ag/Ni) | _18.0 | RSB1A160M7S_18.0 | nan | 0
630 | RSB1A160M7S | Complementary | [Ie] rated operational current | 16 A (AC-1/DC-1) NO conforming to IEC 8 A (AC-1/DC-1) NC conforming to IEC | _77.0 | RSB1A160M7S_77.0 | nan | 0
631 | RSB1A160M7S | Complementary | minimum switching current | 5 mA | _88.0 | RSB1A160M7S_88.0 | nan | 0
632 | RSB1A160M7S | Complementary | maximum switching voltage | 300 V DC 400 V AC | _87.0 | RSB1A160M7S_87.0 | nan | 0
633 | RSB1A160M7S | Complementary | minimum switching voltage | 5 V | _89.0 | RSB1A160M7S_89.0 | nan | 0
634 | RSB1A160M7S | Complementary | maximum switching capacity | 4000 VA AC 448 W DC | _59.0 | RSB1A160M7S_59.0 | nan | 0
635 | RSB1A160M7S | Complementary | resistive rated load | 16 A at 250 V AC 16 A at 28 V DC | _6.0 | RSB1A160M7S_6.0 | nan | 0
636 | RSB1A160M7S | Complementary | minimum switching capacity | 300 mW at 5 mA | _60.0 | RSB1A160M7S_60.0 | nan | 0
637 | RSB1A160M7S | Complementary | operating rate | <= 600 cycles/hour under load <= 72000 cycles/hour no-load | _0.0 | RSB1A160M7S_0.0 | nan | 0
638 | RSB1A160M7S | Complementary | mechanical durability | 30000000 cycles | _9.0 | RSB1A160M7S_9.0 | nan | 0
639 | RSB1A160M7S | Complementary | electrical durability | 100000 cycles, 16 A at 250 V, AC-1 NO 100000 cycles, 8 A at 250 V, AC-1 NC | _6.0 | RSB1A160M7S_6.0 | nan | 0
640 | RSB1A160M7S | Complementary | operating time | 10 ms between coil de-energisation and making of the Off-delay contact 12 ms between coil energisation and making of the On-delay contact | _35.0 | RSB1A160M7S_35.0 | nan | 0
641 | RSB1A160M7S | Complementary | marking | CE | _31.0 | RSB1A160M7S_31.0 | nan | 0
642 | RSB1A160M7S | Complementary | average coil consumption | 0.75 VA AC 60 Hz | _85.0 | RSB1A160M7S_85.0 | nan | 0
643 | RSB1A160M7S | Complementary | drop-out voltage threshold | >= 0.15 Uc AC | _0.0 | RSB1A160M7S_0.0 | nan | 0
644 | RSB1A160M7S | Complementary | safety reliability data | B10d = 100000 | _48.0 | RSB1A160M7S_48.0 | nan | 0
645 | RSB1A160M7S | Complementary | protection category | RT I | _56.0 | RSB1A160M7S_56.0 | nan | 0
646 | RSB1A160M7S | Complementary | operating position | Any position | _50.0 | RSB1A160M7S_50.0 | nan | 0
647 | RSB1A160M7S | Complementary | sale per indivisible quantity | 10 | _0.0 | RSB1A160M7S_0.0 | nan | 0
648 | RSB1A160M7S | Complementary | device presentation | Complete product | _0.0 | RSB1A160M7S_0.0 | nan | 0
649 | RSB1A160M7S | Environment | dielectric strength | 1000 V AC between contacts 2500 V AC between poles 5000 V AC between coil and contact | _20.0 | RSB1A160M7S_20.0 | nan | 0
650 | RSB1A160M7S | Environment | standards | CSA C22.2 No 14 UL 508 EN/IEC 61810-1 | _21.0 | RSB1A160M7S_21.0 | nan | 0
651 | RSB1A160M7S | Environment | product certifications | CSA UL GOST | _32.0 | RSB1A160M7S_32.0 | nan | 0
652 | RSB1A160M7S | Environment | ambient air temperature for storage | -40…85 °C | _13.0 | RSB1A160M7S_13.0 | nan | 0
653 | RSB1A160M7S | Environment | vibration resistance | +/- 1 mm (f= 10…55 Hz) conforming to EN/IEC 60068-2-6 | _43.0 | RSB1A160M7S_43.0 | nan | 0
654 | RSB1A160M7S | Environment | IP degree of protection | IP40 conforming to EN/IEC 60529 | _29.0 | RSB1A160M7S_29.0 | nan | 0
655 | RSB1A160M7S | Environment | shock resistance | 10 gn (duration = 11 ms) for not operating conforming to EN/IEC 60068-2-27 5 gn (duration = 11 ms) for in operation conforming to EN/IEC 60068-2-27 | _37.0 | RSB1A160M7S_37.0 | nan | 0
656 | RSB1A160M7S | Environment | ambient air temperature for operation | -40…70 °C (AC) -40…85 °C (DC) | _12.0 | RSB1A160M7S_12.0 | nan | 0
657 | RSB1A160M7S | Packing Units | Package 1 Weight | 0.001 kg | _298.0 | RSB1A160M7S_298.0 | nan | 0
658 | RSB1A160M7S | Offer Sustainability | Sustainable offer status | Green Premium product | _295.0 | RSB1A160M7S_295.0 | nan | 0
659 | RSB1A160M7S | Offer Sustainability | REACh free of SVHC | Yes | _293.0 | RSB1A160M7S_293.0 | nan | 0
660 | RSB1A160M7S | Offer Sustainability | EU RoHS Directive | Pro-active compliance (Product out of EU RoHS legal scope) EU RoHS Declaration | _21.0 | RSB1A160M7S_21.0 | nan | 0
661 | RSB1A160M7S | Offer Sustainability | Toxic heavy metal free | Yes | _296.0 | RSB1A160M7S_296.0 | nan | 0
662 | RSB1A160M7S | Offer Sustainability | Mercury free | Yes | _291.0 | RSB1A160M7S_291.0 | nan | 0
663 | RSB1A160M7S | Offer Sustainability | RoHS exemption information | Yes | _294.0 | RSB1A160M7S_294.0 | nan | 0
664 | RSB1A160M7S | Offer Sustainability | China RoHS Regulation | China RoHS declaration | _288.0 | RSB1A160M7S_288.0 | nan | 0
665 | RSB1A160M7S | Offer Sustainability | Environmental Disclosure | Product Environmental Profile | _290.0 | RSB1A160M7S_290.0 | nan | 0
666 | RSB1A160M7S | Offer Sustainability | WEEE | The product must be disposed on European Union markets following specific waste collection and never end up in rubbish bins | _297.0 | RSB1A160M7S_297.0 | nan | 0
667 | RSB1A160M7S | Contractual warranty | Warranty | 18 months | _287.0 | RSB1A160M7S_287.0 | nan | 0
668 | RSB1A160NDS | Main | range of product | Zelio Relay | _79.0 | RSB1A160NDS_79.0 | nan | 0
669 | RSB1A160NDS | Main | series name | Interface relay | _80.0 | RSB1A160NDS_80.0 | nan | 0
670 | RSB1A160NDS | Main | product or component type | Plug-in relay | _0.0 | RSB1A160NDS_0.0 | nan | 0
671 | RSB1A160NDS | Main | device short name | RSB | _72.0 | RSB1A160NDS_72.0 | nan | 0
672 | RSB1A160NDS | Main | contacts type and composition | 1 C/O | _18.0 | RSB1A160NDS_18.0 | nan | 0
673 | RSB1A160NDS | Main | contact operation | Standard | _0.0 | RSB1A160NDS_0.0 | nan | 0
674 | RSB1A160NDS | Main | [Uc] control circuit voltage | 60 V DC | _84.0 | RSB1A160NDS_84.0 | nan | 0
675 | RSB1A160NDS | Main | [Ithe] conventional enclosed thermal current | 16 A at -40…40 °C | _41.0 | RSB1A160NDS_41.0 | nan | 0
676 | RSB1A160NDS | Main | status LED | Without | _30.0 | RSB1A160NDS_30.0 | nan | 0
677 | RSB1A160NDS | Complementary | shape of pin | Flat | _0.0 | RSB1A160NDS_0.0 | nan | 0
678 | RSB1A160NDS | Complementary | average coil resistance | 7500 Ohm network: DC at 20 °C +/- 10 % | _75.0 | RSB1A160NDS_75.0 | nan | 0
679 | RSB1A160NDS | Complementary | [Ue] rated operational voltage | 48...66 V DC | _78.0 | RSB1A160NDS_78.0 | nan | 0
680 | RSB1A160NDS | Complementary | [Ui] rated insulation voltage | 400 V conforming to EN/IEC 60947 | _8.0 | RSB1A160NDS_8.0 | nan | 0
681 | RSB1A160NDS | Complementary | [Uimp] rated impulse withstand voltage | 3.6 kV IEC 61000-4-5 | _7.0 | RSB1A160NDS_7.0 | nan | 0
682 | RSB1A160NDS | Complementary | contacts material | Silver alloy (Ag/Ni) | _18.0 | RSB1A160NDS_18.0 | nan | 0
683 | RSB1A160NDS | Complementary | [Ie] rated operational current | 16 A (AC-1/DC-1) NO conforming to IEC 8 A (AC-1/DC-1) NC conforming to IEC | _77.0 | RSB1A160NDS_77.0 | nan | 0
684 | RSB1A160NDS | Complementary | minimum switching current | 5 mA | _88.0 | RSB1A160NDS_88.0 | nan | 0
685 | RSB1A160NDS | Complementary | maximum switching voltage | 300 V DC 400 V AC | _87.0 | RSB1A160NDS_87.0 | nan | 0
686 | RSB1A160NDS | Complementary | minimum switching voltage | 5 V | _89.0 | RSB1A160NDS_89.0 | nan | 0
687 | RSB1A160NDS | Complementary | maximum switching capacity | 4000 VA AC 448 W DC | _59.0 | RSB1A160NDS_59.0 | nan | 0
688 | RSB1A160NDS | Complementary | resistive rated load | 16 A at 250 V AC 16 A at 28 V DC | _6.0 | RSB1A160NDS_6.0 | nan | 0
689 | RSB1A160NDS | Complementary | minimum switching capacity | 300 mW at 5 mA | _60.0 | RSB1A160NDS_60.0 | nan | 0
690 | RSB1A160NDS | Complementary | operating rate | <= 600 cycles/hour under load <= 72000 cycles/hour no-load | _0.0 | RSB1A160NDS_0.0 | nan | 0
691 | RSB1A160NDS | Complementary | mechanical durability | 30000000 cycles | _9.0 | RSB1A160NDS_9.0 | nan | 0
692 | RSB1A160NDS | Complementary | electrical durability | 100000 cycles, 16 A at 250 V, AC-1 NO 100000 cycles, 8 A at 250 V, AC-1 NC | _6.0 | RSB1A160NDS_6.0 | nan | 0
693 | RSB1A160NDS | Complementary | operating time | 4 ms between coil de-energisation and making of the Off-delay contact 9 ms between coil energisation and making of the On-delay contact | _35.0 | RSB1A160NDS_35.0 | nan | 0
694 | RSB1A160NDS | Complementary | marking | CE | _31.0 | RSB1A160NDS_31.0 | nan | 0
695 | RSB1A160NDS | Complementary | average coil consumption | 0.45 W DC | _85.0 | RSB1A160NDS_85.0 | nan | 0
696 | RSB1A160NDS | Complementary | drop-out voltage threshold | >= 0.1 Uc DC | _0.0 | RSB1A160NDS_0.0 | nan | 0
697 | RSB1A160NDS | Complementary | safety reliability data | B10d = 100000 | _48.0 | RSB1A160NDS_48.0 | nan | 0
698 | RSB1A160NDS | Complementary | protection category | RT I | _56.0 | RSB1A160NDS_56.0 | nan | 0
699 | RSB1A160NDS | Complementary | operating position | Any position | _50.0 | RSB1A160NDS_50.0 | nan | 0
700 | RSB1A160NDS | Complementary | sale per indivisible quantity | 10 | _0.0 | RSB1A160NDS_0.0 | nan | 0
701 | RSB1A160NDS | Complementary | device presentation | Complete product | _0.0 | RSB1A160NDS_0.0 | nan | 0
702 | RSB1A160NDS | Environment | dielectric strength | 1000 V AC between contacts 2500 V AC between poles 5000 V AC between coil and contact | _20.0 | RSB1A160NDS_20.0 | nan | 0
703 | RSB1A160NDS | Environment | standards | CSA C22.2 No 14 EN/IEC 61810-1 UL 508 | _21.0 | RSB1A160NDS_21.0 | nan | 0
704 | RSB1A160NDS | Environment | product certifications | CSA UL GOST | _32.0 | RSB1A160NDS_32.0 | nan | 0
705 | RSB1A160NDS | Environment | ambient air temperature for storage | -40…85 °C | _13.0 | RSB1A160NDS_13.0 | nan | 0
706 | RSB1A160NDS | Environment | vibration resistance | +/- 1 mm (f= 10…55 Hz) conforming to EN/IEC 60068-2-6 | _43.0 | RSB1A160NDS_43.0 | nan | 0
707 | RSB1A160NDS | Environment | IP degree of protection | IP40 conforming to EN/IEC 60529 | _29.0 | RSB1A160NDS_29.0 | nan | 0
708 | RSB1A160NDS | Environment | shock resistance | 10 gn (duration = 11 ms) for not operating conforming to EN/IEC 60068-2-27 5 gn (duration = 11 ms) for in operation conforming to EN/IEC 60068-2-27 | _37.0 | RSB1A160NDS_37.0 | nan | 0
709 | RSB1A160NDS | Environment | ambient air temperature for operation | -40…70 °C (AC) -40…85 °C (DC) | _12.0 | RSB1A160NDS_12.0 | nan | 0
710 | RSB1A160NDS | Packing Units | Package 1 Weight | 0.001 kg | _298.0 | RSB1A160NDS_298.0 | nan | 0
711 | RSB1A160NDS | Contractual warranty | Warranty | 18 months | _287.0 | RSB1A160NDS_287.0 | nan | 0
712 | RSB2A080P7S | Main | range of product | Zelio Relay | _79.0 | RSB2A080P7S_79.0 | nan | 0
713 | RSB2A080P7S | Main | series name | Interface relay | _80.0 | RSB2A080P7S_80.0 | nan | 0
714 | RSB2A080P7S | Main | product or component type | Plug-in relay | _0.0 | RSB2A080P7S_0.0 | nan | 0
715 | RSB2A080P7S | Main | device short name | RSB | _72.0 | RSB2A080P7S_72.0 | nan | 0
716 | RSB2A080P7S | Main | contacts type and composition | 2 C/O | _18.0 | RSB2A080P7S_18.0 | nan | 0
717 | RSB2A080P7S | Main | contact operation | Standard | _0.0 | RSB2A080P7S_0.0 | nan | 0
718 | RSB2A080P7S | Main | [Uc] control circuit voltage | 230 V AC | _84.0 | RSB2A080P7S_84.0 | nan | 0
719 | RSB2A080P7S | Main | [Ithe] conventional enclosed thermal current | 8 A at -40…40 °C | _41.0 | RSB2A080P7S_41.0 | nan | 0
720 | RSB2A080P7S | Main | status LED | Without | _30.0 | RSB2A080P7S_30.0 | nan | 0
721 | RSB2A080P7S | Main | control type | Without push-button | _0.0 | RSB2A080P7S_0.0 | nan | 0
722 | RSB2A080P7S | Complementary | shape of pin | Flat | _0.0 | RSB2A080P7S_0.0 | nan | 0
723 | RSB2A080P7S | Complementary | average coil resistance | 38500 Ohm network: AC at 20 °C +/- 15 % | _75.0 | RSB2A080P7S_75.0 | nan | 0
724 | RSB2A080P7S | Complementary | [Ue] rated operational voltage | 184...276 V AC 50 Hz 195.5...276 V AC 60 Hz | _78.0 | RSB2A080P7S_78.0 | nan | 0
725 | RSB2A080P7S | Complementary | [Ui] rated insulation voltage | 400 V conforming to EN/IEC 60947 | _8.0 | RSB2A080P7S_8.0 | nan | 0
726 | RSB2A080P7S | Complementary | [Uimp] rated impulse withstand voltage | 3.6 kV IEC 61000-4-5 | _7.0 | RSB2A080P7S_7.0 | nan | 0
727 | RSB2A080P7S | Complementary | contacts material | Silver alloy (Ag/Ni) | _18.0 | RSB2A080P7S_18.0 | nan | 0
728 | RSB2A080P7S | Complementary | [Ie] rated operational current | 4 A (AC-1/DC-1) NC conforming to IEC 8 A (AC-1/DC-1) NO conforming to IEC | _77.0 | RSB2A080P7S_77.0 | nan | 0
729 | RSB2A080P7S | Complementary | minimum switching current | 5 mA | _88.0 | RSB2A080P7S_88.0 | nan | 0
730 | RSB2A080P7S | Complementary | maximum switching voltage | 300 V DC 400 V AC | _87.0 | RSB2A080P7S_87.0 | nan | 0
731 | RSB2A080P7S | Complementary | minimum switching voltage | 5 V | _89.0 | RSB2A080P7S_89.0 | nan | 0
732 | RSB2A080P7S | Complementary | maximum switching capacity | 2000 VA AC 224 W DC | _59.0 | RSB2A080P7S_59.0 | nan | 0
733 | RSB2A080P7S | Complementary | resistive rated load | 8 A at 250 V AC 8 A at 28 V DC | _6.0 | RSB2A080P7S_6.0 | nan | 0
734 | RSB2A080P7S | Complementary | minimum switching capacity | 300 mW at 5 mA | _60.0 | RSB2A080P7S_60.0 | nan | 0
735 | RSB2A080P7S | Complementary | operating rate | <= 600 cycles/hour under load <= 72000 cycles/hour no-load | _0.0 | RSB2A080P7S_0.0 | nan | 0
736 | RSB2A080P7S | Complementary | mechanical durability | 30000000 cycles | _9.0 | RSB2A080P7S_9.0 | nan | 0
737 | RSB2A080P7S | Complementary | electrical durability | 100000 cycles, 8 A at 250 V, AC-1 NO 100000 cycles, 4 A at 250 V, AC-1 NC | _6.0 | RSB2A080P7S_6.0 | nan | 0
738 | RSB2A080P7S | Complementary | operating time | 10 ms between coil de-energisation and making of the Off-delay contact 12 ms between coil energisation and making of the On-delay contact | _35.0 | RSB2A080P7S_35.0 | nan | 0
739 | RSB2A080P7S | Complementary | marking | CE | _31.0 | RSB2A080P7S_31.0 | nan | 0
740 | RSB2A080P7S | Complementary | average coil consumption | 0.75 VA AC 60 Hz | _85.0 | RSB2A080P7S_85.0 | nan | 0
741 | RSB2A080P7S | Complementary | drop-out voltage threshold | >= 0.15 Uc AC | _0.0 | RSB2A080P7S_0.0 | nan | 0
742 | RSB2A080P7S | Complementary | safety reliability data | B10d = 100000 | _48.0 | RSB2A080P7S_48.0 | nan | 0
743 | RSB2A080P7S | Complementary | protection category | RT I | _56.0 | RSB2A080P7S_56.0 | nan | 0
744 | RSB2A080P7S | Complementary | operating position | Any position | _50.0 | RSB2A080P7S_50.0 | nan | 0
745 | RSB2A080P7S | Complementary | sale per indivisible quantity | 10 | _0.0 | RSB2A080P7S_0.0 | nan | 0
746 | RSB2A080P7S | Complementary | device presentation | Complete product | _0.0 | RSB2A080P7S_0.0 | nan | 0
747 | RSB2A080P7S | Environment | dielectric strength | 1000 V AC between contacts 2500 V AC between poles 5000 V AC between coil and contact | _20.0 | RSB2A080P7S_20.0 | nan | 0
748 | RSB2A080P7S | Environment | standards | UL 508 CSA C22.2 No 14 EN/IEC 61810-1 | _21.0 | RSB2A080P7S_21.0 | nan | 0
749 | RSB2A080P7S | Environment | product certifications | GOST CSA UL | _32.0 | RSB2A080P7S_32.0 | nan | 0
750 | RSB2A080P7S | Environment | ambient air temperature for storage | -40…85 °C | _13.0 | RSB2A080P7S_13.0 | nan | 0
751 | RSB2A080P7S | Environment | vibration resistance | +/- 1 mm (f= 10…55 Hz) conforming to EN/IEC 60068-2-6 | _43.0 | RSB2A080P7S_43.0 | nan | 0
752 | RSB2A080P7S | Environment | IP degree of protection | IP40 conforming to EN/IEC 60529 | _29.0 | RSB2A080P7S_29.0 | nan | 0
753 | RSB2A080P7S | Environment | shock resistance | 10 gn (duration = 11 ms) for not operating conforming to EN/IEC 60068-2-27 5 gn (duration = 11 ms) for in operation conforming to EN/IEC 60068-2-27 | _37.0 | RSB2A080P7S_37.0 | nan | 0
754 | RSB2A080P7S | Environment | ambient air temperature for operation | -40…70 °C (AC) -40…85 °C (DC) | _12.0 | RSB2A080P7S_12.0 | nan | 0
755 | RSB2A080P7S | Packing Units | Package 1 Weight | 61 g | _298.0 | RSB2A080P7S_298.0 | nan | 0
756 | RSB2A080P7S | Packing Units | Package 2 Weight | 1.23 kg | _299.0 | RSB2A080P7S_299.0 | nan | 0
757 | RSB2A080P7S | Packing Units | Package 3 Weight | 7.876 kg | _300.0 | RSB2A080P7S_300.0 | nan | 0
758 | RSB2A080P7S | Offer Sustainability | Sustainable offer status | Green Premium product | _295.0 | RSB2A080P7S_295.0 | nan | 0
759 | RSB2A080P7S | Offer Sustainability | REACh free of SVHC | Yes | _293.0 | RSB2A080P7S_293.0 | nan | 0
760 | RSB2A080P7S | Offer Sustainability | EU RoHS Directive | Pro-active compliance (Product out of EU RoHS legal scope) EU RoHS Declaration | _21.0 | RSB2A080P7S_21.0 | nan | 0
761 | RSB2A080P7S | Offer Sustainability | Toxic heavy metal free | Yes | _296.0 | RSB2A080P7S_296.0 | nan | 0
762 | RSB2A080P7S | Offer Sustainability | Mercury free | Yes | _291.0 | RSB2A080P7S_291.0 | nan | 0
763 | RSB2A080P7S | Offer Sustainability | RoHS exemption information | Yes | _294.0 | RSB2A080P7S_294.0 | nan | 0
764 | RSB2A080P7S | Offer Sustainability | China RoHS Regulation | China RoHS declaration | _288.0 | RSB2A080P7S_288.0 | nan | 0
765 | RSB2A080P7S | Offer Sustainability | Environmental Disclosure | Product Environmental Profile | _290.0 | RSB2A080P7S_290.0 | nan | 0
766 | RSB2A080P7S | Offer Sustainability | WEEE | The product must be disposed on European Union markets following specific waste collection and never end up in rubbish bins | _297.0 | RSB2A080P7S_297.0 | nan | 0
767 | RSB2A080P7S | Contractual warranty | Warranty | 18 months | _287.0 | RSB2A080P7S_287.0 | nan | 0
768 | RSB2A080RDS | Main | range of product | Zelio Relay | _79.0 | RSB2A080RDS_79.0 | nan | 0
769 | RSB2A080RDS | Main | series name | Interface relay | _80.0 | RSB2A080RDS_80.0 | nan | 0
770 | RSB2A080RDS | Main | product or component type | Plug-in relay | _0.0 | RSB2A080RDS_0.0 | nan | 0
771 | RSB2A080RDS | Main | device short name | RSB | _72.0 | RSB2A080RDS_72.0 | nan | 0
772 | RSB2A080RDS | Main | contacts type and composition | 2 C/O | _18.0 | RSB2A080RDS_18.0 | nan | 0
773 | RSB2A080RDS | Main | contact operation | Standard | _0.0 | RSB2A080RDS_0.0 | nan | 0
774 | RSB2A080RDS | Main | [Uc] control circuit voltage | 6 V DC | _84.0 | RSB2A080RDS_84.0 | nan | 0
775 | RSB2A080RDS | Main | [Ithe] conventional enclosed thermal current | 8 A at -40…40 °C | _41.0 | RSB2A080RDS_41.0 | nan | 0
776 | RSB2A080RDS | Main | status LED | Without | _30.0 | RSB2A080RDS_30.0 | nan | 0
777 | RSB2A080RDS | Complementary | shape of pin | Flat | _0.0 | RSB2A080RDS_0.0 | nan | 0
778 | RSB2A080RDS | Complementary | average coil resistance | 90 Ohm network: DC at 20 °C +/- 10 % | _75.0 | RSB2A080RDS_75.0 | nan | 0
779 | RSB2A080RDS | Complementary | [Ue] rated operational voltage | 4.8...6.6 V DC | _78.0 | RSB2A080RDS_78.0 | nan | 0
780 | RSB2A080RDS | Complementary | [Ui] rated insulation voltage | 400 V conforming to EN/IEC 60947 | _8.0 | RSB2A080RDS_8.0 | nan | 0
781 | RSB2A080RDS | Complementary | [Uimp] rated impulse withstand voltage | IEC 61000-4-5 3.6 kV | _7.0 | RSB2A080RDS_7.0 | nan | 0
782 | RSB2A080RDS | Complementary | contacts material | Silver alloy (Ag/Ni) | _18.0 | RSB2A080RDS_18.0 | nan | 0
783 | RSB2A080RDS | Complementary | [Ie] rated operational current | 4 A (AC-1/DC-1) NC conforming to IEC 8 A (AC-1/DC-1) NO conforming to IEC | _77.0 | RSB2A080RDS_77.0 | nan | 0
784 | RSB2A080RDS | Complementary | minimum switching current | 5 mA | _88.0 | RSB2A080RDS_88.0 | nan | 0
785 | RSB2A080RDS | Complementary | maximum switching voltage | 300 V DC 400 V AC | _87.0 | RSB2A080RDS_87.0 | nan | 0
786 | RSB2A080RDS | Complementary | minimum switching voltage | 5 V | _89.0 | RSB2A080RDS_89.0 | nan | 0
787 | RSB2A080RDS | Complementary | maximum switching capacity | 2000 VA AC 224 W DC | _59.0 | RSB2A080RDS_59.0 | nan | 0
788 | RSB2A080RDS | Complementary | resistive rated load | 8 A at 250 V AC 8 A at 28 V DC | _6.0 | RSB2A080RDS_6.0 | nan | 0
789 | RSB2A080RDS | Complementary | minimum switching capacity | 300 mW at 5 mA | _60.0 | RSB2A080RDS_60.0 | nan | 0
790 | RSB2A080RDS | Complementary | operating rate | <= 600 cycles/hour under load <= 72000 cycles/hour no-load | _0.0 | RSB2A080RDS_0.0 | nan | 0
791 | RSB2A080RDS | Complementary | mechanical durability | 30000000 cycles | _9.0 | RSB2A080RDS_9.0 | nan | 0
792 | RSB2A080RDS | Complementary | electrical durability | 100000 cycles, 8 A at 250 V, AC-1 NO 100000 cycles, 4 A at 250 V, AC-1 NC | _6.0 | RSB2A080RDS_6.0 | nan | 0
793 | RSB2A080RDS | Complementary | operating time | 4 ms between coil de-energisation and making of the Off-delay contact 9 ms between coil energisation and making of the On-delay contact | _35.0 | RSB2A080RDS_35.0 | nan | 0
794 | RSB2A080RDS | Complementary | marking | CE | _31.0 | RSB2A080RDS_31.0 | nan | 0
795 | RSB2A080RDS | Complementary | average coil consumption | 0.45 W DC | _85.0 | RSB2A080RDS_85.0 | nan | 0
796 | RSB2A080RDS | Complementary | drop-out voltage threshold | >= 0.1 Uc DC | _0.0 | RSB2A080RDS_0.0 | nan | 0
797 | RSB2A080RDS | Complementary | safety reliability data | B10d = 100000 | _48.0 | RSB2A080RDS_48.0 | nan | 0
798 | RSB2A080RDS | Complementary | protection category | RT I | _56.0 | RSB2A080RDS_56.0 | nan | 0
799 | RSB2A080RDS | Complementary | operating position | Any position | _50.0 | RSB2A080RDS_50.0 | nan | 0
800 | RSB2A080RDS | Complementary | sale per indivisible quantity | 10 | _0.0 | RSB2A080RDS_0.0 | nan | 0
801 | RSB2A080RDS | Complementary | device presentation | Complete product | _0.0 | RSB2A080RDS_0.0 | nan | 0
802 | RSB2A080RDS | Environment | dielectric strength | 1000 V AC between contacts 2500 V AC between poles 5000 V AC between coil and contact | _20.0 | RSB2A080RDS_20.0 | nan | 0
803 | RSB2A080RDS | Environment | standards | CSA C22.2 No 14 UL 508 EN/IEC 61810-1 | _21.0 | RSB2A080RDS_21.0 | nan | 0
804 | RSB2A080RDS | Environment | product certifications | CSA GOST UL | _32.0 | RSB2A080RDS_32.0 | nan | 0
805 | RSB2A080RDS | Environment | ambient air temperature for storage | -40…85 °C | _13.0 | RSB2A080RDS_13.0 | nan | 0
806 | RSB2A080RDS | Environment | vibration resistance | +/- 1 mm (f= 10…55 Hz) conforming to EN/IEC 60068-2-6 | _43.0 | RSB2A080RDS_43.0 | nan | 0
807 | RSB2A080RDS | Environment | IP degree of protection | IP40 conforming to EN/IEC 60529 | _29.0 | RSB2A080RDS_29.0 | nan | 0
808 | RSB2A080RDS | Environment | shock resistance | 10 gn (duration = 11 ms) for not operating conforming to EN/IEC 60068-2-27 5 gn (duration = 11 ms) for in operation conforming to EN/IEC 60068-2-27 | _37.0 | RSB2A080RDS_37.0 | nan | 0
809 | RSB2A080RDS | Environment | ambient air temperature for operation | -40…70 °C (AC) -40…85 °C (DC) | _12.0 | RSB2A080RDS_12.0 | nan | 0
810 | RSB2A080RDS | Packing Units | Package 1 Weight | 0.001 kg | _298.0 | RSB2A080RDS_298.0 | nan | 0
811 | RSB2A080RDS | Contractual warranty | Warranty | 18 months | _287.0 | RSB2A080RDS_287.0 | nan | 0
812 | RSB2A080U7S | Main | range of product | Zelio Relay | _79.0 | RSB2A080U7S_79.0 | nan | 0
813 | RSB2A080U7S | Main | series name | Interface relay | _80.0 | RSB2A080U7S_80.0 | nan | 0
814 | RSB2A080U7S | Main | product or component type | Plug-in relay | _0.0 | RSB2A080U7S_0.0 | nan | 0
815 | RSB2A080U7S | Main | device short name | RSB | _72.0 | RSB2A080U7S_72.0 | nan | 0
816 | RSB2A080U7S | Main | contacts type and composition | 2 C/O | _18.0 | RSB2A080U7S_18.0 | nan | 0
817 | RSB2A080U7S | Main | contact operation | Standard | _0.0 | RSB2A080U7S_0.0 | nan | 0
818 | RSB2A080U7S | Main | [Uc] control circuit voltage | 240 V AC | _84.0 | RSB2A080U7S_84.0 | nan | 0
819 | RSB2A080U7S | Main | [Ithe] conventional enclosed thermal current | 8 A at -40…40 °C | _41.0 | RSB2A080U7S_41.0 | nan | 0
820 | RSB2A080U7S | Main | status LED | Without | _30.0 | RSB2A080U7S_30.0 | nan | 0
821 | RSB2A080U7S | Complementary | shape of pin | Flat | _0.0 | RSB2A080U7S_0.0 | nan | 0
822 | RSB2A080U7S | Complementary | average coil resistance | 42500 Ohm network: AC at 20 °C +/- 15 % | _75.0 | RSB2A080U7S_75.0 | nan | 0
823 | RSB2A080U7S | Complementary | [Ue] rated operational voltage | 192...288 V AC 50 Hz 204...288 V AC 60 Hz | _78.0 | RSB2A080U7S_78.0 | nan | 0
824 | RSB2A080U7S | Complementary | [Ui] rated insulation voltage | 400 V conforming to EN/IEC 60947 | _8.0 | RSB2A080U7S_8.0 | nan | 0
825 | RSB2A080U7S | Complementary | [Uimp] rated impulse withstand voltage | 3.6 kV IEC 61000-4-5 | _7.0 | RSB2A080U7S_7.0 | nan | 0
826 | RSB2A080U7S | Complementary | contacts material | Silver alloy (Ag/Ni) | _18.0 | RSB2A080U7S_18.0 | nan | 0
827 | RSB2A080U7S | Complementary | [Ie] rated operational current | 4 A (AC-1/DC-1) NC conforming to IEC 8 A (AC-1/DC-1) NO conforming to IEC | _77.0 | RSB2A080U7S_77.0 | nan | 0
828 | RSB2A080U7S | Complementary | minimum switching current | 5 mA | _88.0 | RSB2A080U7S_88.0 | nan | 0
829 | RSB2A080U7S | Complementary | maximum switching voltage | 300 V DC 400 V AC | _87.0 | RSB2A080U7S_87.0 | nan | 0
830 | RSB2A080U7S | Complementary | minimum switching voltage | 5 V | _89.0 | RSB2A080U7S_89.0 | nan | 0
831 | RSB2A080U7S | Complementary | maximum switching capacity | 2000 VA AC 224 W DC | _59.0 | RSB2A080U7S_59.0 | nan | 0
832 | RSB2A080U7S | Complementary | resistive rated load | 8 A at 250 V AC 8 A at 28 V DC | _6.0 | RSB2A080U7S_6.0 | nan | 0
833 | RSB2A080U7S | Complementary | minimum switching capacity | 300 mW at 5 mA | _60.0 | RSB2A080U7S_60.0 | nan | 0
834 | RSB2A080U7S | Complementary | operating rate | <= 600 cycles/hour under load <= 72000 cycles/hour no-load | _0.0 | RSB2A080U7S_0.0 | nan | 0
835 | RSB2A080U7S | Complementary | mechanical durability | 30000000 cycles | _9.0 | RSB2A080U7S_9.0 | nan | 0
836 | RSB2A080U7S | Complementary | electrical durability | 100000 cycles, 8 A at 250 V, AC-1 NO 100000 cycles, 4 A at 250 V, AC-1 NC | _6.0 | RSB2A080U7S_6.0 | nan | 0
837 | RSB2A080U7S | Complementary | operating time | 10 ms between coil de-energisation and making of the Off-delay contact 12 ms between coil energisation and making of the On-delay contact | _35.0 | RSB2A080U7S_35.0 | nan | 0
838 | RSB2A080U7S | Complementary | marking | CE | _31.0 | RSB2A080U7S_31.0 | nan | 0
839 | RSB2A080U7S | Complementary | average coil consumption | 0.75 VA AC 60 Hz | _85.0 | RSB2A080U7S_85.0 | nan | 0
840 | RSB2A080U7S | Complementary | drop-out voltage threshold | >= 0.15 Uc AC | _0.0 | RSB2A080U7S_0.0 | nan | 0
841 | RSB2A080U7S | Complementary | safety reliability data | B10d = 100000 | _48.0 | RSB2A080U7S_48.0 | nan | 0
842 | RSB2A080U7S | Complementary | protection category | RT I | _56.0 | RSB2A080U7S_56.0 | nan | 0
843 | RSB2A080U7S | Complementary | operating position | Any position | _50.0 | RSB2A080U7S_50.0 | nan | 0
844 | RSB2A080U7S | Complementary | sale per indivisible quantity | 10 | _0.0 | RSB2A080U7S_0.0 | nan | 0
845 | RSB2A080U7S | Complementary | device presentation | Complete product | _0.0 | RSB2A080U7S_0.0 | nan | 0
846 | RSB2A080U7S | Environment | dielectric strength | 1000 V AC between contacts 2500 V AC between poles 5000 V AC between coil and contact | _20.0 | RSB2A080U7S_20.0 | nan | 0
847 | RSB2A080U7S | Environment | standards | CSA C22.2 No 14 EN/IEC 61810-1 UL 508 | _21.0 | RSB2A080U7S_21.0 | nan | 0
848 | RSB2A080U7S | Environment | product certifications | UL CSA GOST | _32.0 | RSB2A080U7S_32.0 | nan | 0
849 | RSB2A080U7S | Environment | ambient air temperature for storage | -40…85 °C | _13.0 | RSB2A080U7S_13.0 | nan | 0
850 | RSB2A080U7S | Environment | vibration resistance | +/- 1 mm (f= 10…55 Hz) conforming to EN/IEC 60068-2-6 | _43.0 | RSB2A080U7S_43.0 | nan | 0
851 | RSB2A080U7S | Environment | IP degree of protection | IP40 conforming to EN/IEC 60529 | _29.0 | RSB2A080U7S_29.0 | nan | 0
852 | RSB2A080U7S | Environment | shock resistance | 10 gn (duration = 11 ms) for not operating conforming to EN/IEC 60068-2-27 5 gn (duration = 11 ms) for in operation conforming to EN/IEC 60068-2-27 | _37.0 | RSB2A080U7S_37.0 | nan | 0
853 | RSB2A080U7S | Environment | ambient air temperature for operation | -40…70 °C (AC) -40…85 °C (DC) | _12.0 | RSB2A080U7S_12.0 | nan | 0
854 | RSB2A080U7S | Packing Units | Package 1 Weight | 0.001 kg | _298.0 | RSB2A080U7S_298.0 | nan | 0
855 | RSB2A080U7S | Offer Sustainability | Sustainable offer status | Green Premium product | _295.0 | RSB2A080U7S_295.0 | nan | 0
856 | RSB2A080U7S | Offer Sustainability | REACh free of SVHC | Yes | _293.0 | RSB2A080U7S_293.0 | nan | 0
857 | RSB2A080U7S | Offer Sustainability | EU RoHS Directive | Pro-active compliance (Product out of EU RoHS legal scope) EU RoHS Declaration | _21.0 | RSB2A080U7S_21.0 | nan | 0
858 | RSB2A080U7S | Offer Sustainability | Toxic heavy metal free | Yes | _296.0 | RSB2A080U7S_296.0 | nan | 0
859 | RSB2A080U7S | Offer Sustainability | Mercury free | Yes | _291.0 | RSB2A080U7S_291.0 | nan | 0
860 | RSB2A080U7S | Offer Sustainability | RoHS exemption information | Yes | _294.0 | RSB2A080U7S_294.0 | nan | 0
861 | RSB2A080U7S | Offer Sustainability | China RoHS Regulation | China RoHS declaration | _288.0 | RSB2A080U7S_288.0 | nan | 0
862 | RSB2A080U7S | Offer Sustainability | Environmental Disclosure | Product Environmental Profile | _290.0 | RSB2A080U7S_290.0 | nan | 0
863 | RSB2A080U7S | Offer Sustainability | WEEE | The product must be disposed on European Union markets following specific waste collection and never end up in rubbish bins | _297.0 | RSB2A080U7S_297.0 | nan | 0
864 | RSB2A080U7S | Contractual warranty | Warranty | 18 months | _287.0 | RSB2A080U7S_287.0 | nan | 0
865 | RSB2A080M7S | Main | range of product | Zelio Relay | _79.0 | RSB2A080M7S_79.0 | nan | 0
866 | RSB2A080M7S | Main | series name | Interface relay | _80.0 | RSB2A080M7S_80.0 | nan | 0
867 | RSB2A080M7S | Main | product or component type | Plug-in relay | _0.0 | RSB2A080M7S_0.0 | nan | 0
868 | RSB2A080M7S | Main | device short name | RSB | _72.0 | RSB2A080M7S_72.0 | nan | 0
869 | RSB2A080M7S | Main | contacts type and composition | 2 C/O | _18.0 | RSB2A080M7S_18.0 | nan | 0
870 | RSB2A080M7S | Main | contact operation | Standard | _0.0 | RSB2A080M7S_0.0 | nan | 0
871 | RSB2A080M7S | Main | [Uc] control circuit voltage | 220 V AC | _84.0 | RSB2A080M7S_84.0 | nan | 0
872 | RSB2A080M7S | Main | [Ithe] conventional enclosed thermal current | 8 A at -40…40 °C | _41.0 | RSB2A080M7S_41.0 | nan | 0
873 | RSB2A080M7S | Main | status LED | Without | _30.0 | RSB2A080M7S_30.0 | nan | 0
874 | RSB2A080M7S | Complementary | shape of pin | Flat | _0.0 | RSB2A080M7S_0.0 | nan | 0
875 | RSB2A080M7S | Complementary | average coil resistance | 35500 Ohm network: AC at 20 °C +/- 15 % | _75.0 | RSB2A080M7S_75.0 | nan | 0
876 | RSB2A080M7S | Complementary | [Ue] rated operational voltage | 176...264 V AC 50 Hz 187...264 V AC 60 Hz | _78.0 | RSB2A080M7S_78.0 | nan | 0
877 | RSB2A080M7S | Complementary | [Ui] rated insulation voltage | 400 V conforming to EN/IEC 60947 | _8.0 | RSB2A080M7S_8.0 | nan | 0
878 | RSB2A080M7S | Complementary | [Uimp] rated impulse withstand voltage | IEC 61000-4-5 3.6 kV | _7.0 | RSB2A080M7S_7.0 | nan | 0
879 | RSB2A080M7S | Complementary | contacts material | Silver alloy (Ag/Ni) | _18.0 | RSB2A080M7S_18.0 | nan | 0
880 | RSB2A080M7S | Complementary | [Ie] rated operational current | 4 A (AC-1/DC-1) NC conforming to IEC 8 A (AC-1/DC-1) NO conforming to IEC | _77.0 | RSB2A080M7S_77.0 | nan | 0
881 | RSB2A080M7S | Complementary | minimum switching current | 5 mA | _88.0 | RSB2A080M7S_88.0 | nan | 0
882 | RSB2A080M7S | Complementary | maximum switching voltage | 300 V DC 400 V AC | _87.0 | RSB2A080M7S_87.0 | nan | 0
883 | RSB2A080M7S | Complementary | minimum switching voltage | 5 V | _89.0 | RSB2A080M7S_89.0 | nan | 0
884 | RSB2A080M7S | Complementary | maximum switching capacity | 2000 VA AC 224 W DC | _59.0 | RSB2A080M7S_59.0 | nan | 0
885 | RSB2A080M7S | Complementary | resistive rated load | 8 A at 250 V AC 8 A at 28 V DC | _6.0 | RSB2A080M7S_6.0 | nan | 0
886 | RSB2A080M7S | Complementary | minimum switching capacity | 300 mW at 5 mA | _60.0 | RSB2A080M7S_60.0 | nan | 0
887 | RSB2A080M7S | Complementary | operating rate | <= 600 cycles/hour under load <= 72000 cycles/hour no-load | _0.0 | RSB2A080M7S_0.0 | nan | 0
888 | RSB2A080M7S | Complementary | mechanical durability | 30000000 cycles | _9.0 | RSB2A080M7S_9.0 | nan | 0
889 | RSB2A080M7S | Complementary | electrical durability | 100000 cycles, 8 A at 250 V, AC-1 NO 100000 cycles, 4 A at 250 V, AC-1 NC | _6.0 | RSB2A080M7S_6.0 | nan | 0
890 | RSB2A080M7S | Complementary | operating time | 10 ms between coil de-energisation and making of the Off-delay contact 12 ms between coil energisation and making of the On-delay contact | _35.0 | RSB2A080M7S_35.0 | nan | 0
891 | RSB2A080M7S | Complementary | marking | CE | _31.0 | RSB2A080M7S_31.0 | nan | 0
892 | RSB2A080M7S | Complementary | average coil consumption | 0.75 VA AC 60 Hz | _85.0 | RSB2A080M7S_85.0 | nan | 0
893 | RSB2A080M7S | Complementary | drop-out voltage threshold | >= 0.15 Uc AC | _0.0 | RSB2A080M7S_0.0 | nan | 0
894 | RSB2A080M7S | Complementary | safety reliability data | B10d = 100000 | _48.0 | RSB2A080M7S_48.0 | nan | 0
895 | RSB2A080M7S | Complementary | protection category | RT I | _56.0 | RSB2A080M7S_56.0 | nan | 0
896 | RSB2A080M7S | Complementary | operating position | Any position | _50.0 | RSB2A080M7S_50.0 | nan | 0
897 | RSB2A080M7S | Complementary | sale per indivisible quantity | 10 | _0.0 | RSB2A080M7S_0.0 | nan | 0
898 | RSB2A080M7S | Complementary | device presentation | Complete product | _0.0 | RSB2A080M7S_0.0 | nan | 0
899 | RSB2A080M7S | Environment | dielectric strength | 1000 V AC between contacts 2500 V AC between poles 5000 V AC between coil and contact | _20.0 | RSB2A080M7S_20.0 | nan | 0
900 | RSB2A080M7S | Environment | standards | EN/IEC 61810-1 CSA C22.2 No 14 UL 508 | _21.0 | RSB2A080M7S_21.0 | nan | 0
901 | RSB2A080M7S | Environment | product certifications | GOST UL CSA | _32.0 | RSB2A080M7S_32.0 | nan | 0
902 | RSB2A080M7S | Environment | ambient air temperature for storage | -40…85 °C | _13.0 | RSB2A080M7S_13.0 | nan | 0
903 | RSB2A080M7S | Environment | vibration resistance | +/- 1 mm (f= 10…55 Hz) conforming to EN/IEC 60068-2-6 | _43.0 | RSB2A080M7S_43.0 | nan | 0
904 | RSB2A080M7S | Environment | IP degree of protection | IP40 conforming to EN/IEC 60529 | _29.0 | RSB2A080M7S_29.0 | nan | 0
905 | RSB2A080M7S | Environment | shock resistance | 10 gn (duration = 11 ms) for not operating conforming to EN/IEC 60068-2-27 5 gn (duration = 11 ms) for in operation conforming to EN/IEC 60068-2-27 | _37.0 | RSB2A080M7S_37.0 | nan | 0
906 | RSB2A080M7S | Environment | ambient air temperature for operation | -40…70 °C (AC) -40…85 °C (DC) | _12.0 | RSB2A080M7S_12.0 | nan | 0
907 | RSB2A080M7S | Packing Units | Package 1 Weight | 0.001 kg | _298.0 | RSB2A080M7S_298.0 | nan | 0
908 | RSB2A080M7S | Offer Sustainability | Sustainable offer status | Green Premium product | _295.0 | RSB2A080M7S_295.0 | nan | 0
909 | RSB2A080M7S | Offer Sustainability | REACh free of SVHC | Yes | _293.0 | RSB2A080M7S_293.0 | nan | 0
910 | RSB2A080M7S | Offer Sustainability | EU RoHS Directive | Pro-active compliance (Product out of EU RoHS legal scope) EU RoHS Declaration | _21.0 | RSB2A080M7S_21.0 | nan | 0
911 | RSB2A080M7S | Offer Sustainability | Toxic heavy metal free | Yes | _296.0 | RSB2A080M7S_296.0 | nan | 0
912 | RSB2A080M7S | Offer Sustainability | Mercury free | Yes | _291.0 | RSB2A080M7S_291.0 | nan | 0
913 | RSB2A080M7S | Offer Sustainability | RoHS exemption information | Yes | _294.0 | RSB2A080M7S_294.0 | nan | 0
914 | RSB2A080M7S | Offer Sustainability | China RoHS Regulation | China RoHS declaration | _288.0 | RSB2A080M7S_288.0 | nan | 0
915 | RSB2A080M7S | Offer Sustainability | Environmental Disclosure | Product Environmental Profile | _290.0 | RSB2A080M7S_290.0 | nan | 0
916 | RSB2A080M7S | Offer Sustainability | WEEE | The product must be disposed on European Union markets following specific waste collection and never end up in rubbish bins | _297.0 | RSB2A080M7S_297.0 | nan | 0
917 | RSB2A080M7S | Contractual warranty | Warranty | 18 months | _287.0 | RSB2A080M7S_287.0 | nan | 0
918 | RXG11RD | Main | range of product | Harmony Relay | _79.0 | RXG11RD_79.0 | nan | 0
919 | RXG11RD | Main | series name | Interface relay | _80.0 | RXG11RD_80.0 | nan | 0
920 | RXG11RD | Main | product or component type | Plug-in relay | _0.0 | RXG11RD_0.0 | nan | 0
921 | RXG11RD | Main | device short name | RXG | _72.0 | RXG11RD_72.0 | nan | 0
922 | RXG11RD | Main | contacts type and composition | 1 C/O | _18.0 | RXG11RD_18.0 | nan | 0
923 | RXG11RD | Complementary | status LED | Without | _30.0 | RXG11RD_30.0 | nan | 0
924 | RXG11RD | Complementary | contacts material | Silver alloy (AgSnO2In2O3) | _18.0 | RXG11RD_18.0 | nan | 0
925 | RXG11RD | Complementary | Maximum contact resistance | 100 mOhm | _83.0 | RXG11RD_83.0 | nan | 0
926 | RXG11RD | Complementary | [Ithe] conventional enclosed thermal current | 10 A at -40…55 °C | _41.0 | RXG11RD_41.0 | nan | 0
927 | RXG11RD | Complementary | [Ie] rated operational current | 10 A at 30 V (DC) conforming to UL 10 A at 30 V (DC) conforming to IEC 10 A at 250 V (AC) conforming to IEC 10 A at 250 V (AC) conforming to UL | _77.0 | RXG11RD_77.0 | nan | 0
928 | RXG11RD | Complementary | maximum switching voltage | 250 V AC 30 V DC | _87.0 | RXG11RD_87.0 | nan | 0
929 | RXG11RD | Complementary | load current | 10 A at 250 V AC | _0.0 | RXG11RD_0.0 | nan | 0
930 | RXG11RD | Complementary | maximum switching capacity | 2500 VA | _59.0 | RXG11RD_59.0 | nan | 0
931 | RXG11RD | Complementary | minimum switching capacity | 500 mW at 100 mA, 5 V DC | _60.0 | RXG11RD_60.0 | nan | 0
932 | RXG11RD | Complementary | operating rate | <= 1800 cycles/hour under load <= 18000 cycles/hour no-load | _0.0 | RXG11RD_0.0 | nan | 0
933 | RXG11RD | Complementary | utilisation coefficient | 20 % | _97.0 | RXG11RD_97.0 | nan | 0
934 | RXG11RD | Complementary | mechanical durability | 10000000 cycles | _9.0 | RXG11RD_9.0 | nan | 0
935 | RXG11RD | Complementary | electrical durability | 100000 cycles for NO resistive load at 55 °C 100000 cycles for NC resistive load at 55 °C | _6.0 | RXG11RD_6.0 | nan | 0
936 | RXG11RD | Complementary | [Ui] rated insulation voltage | 250 V conforming to IEC 300 V conforming to CSA 300 V conforming to UL | _8.0 | RXG11RD_8.0 | nan | 0
937 | RXG11RD | Complementary | [Uimp] rated impulse withstand voltage | 6 kV 1.2/50 µs | _7.0 | RXG11RD_7.0 | nan | 0
938 | RXG11RD | Complementary | dielectric strength | 1000 V AC between contacts with micro disconnection 5000 V AC between coil and contact with reinforced insulation | _20.0 | RXG11RD_20.0 | nan | 0
939 | RXG11RD | Complementary | Coil resistance | 68 Ohm +/- 10 % | _75.0 | RXG11RD_75.0 | nan | 0
940 | RXG11RD | Complementary | insulation resistance | 1000 MOhm at 500 V DC | _4.0 | RXG11RD_4.0 | nan | 0
941 | RXG11RD | Complementary | test levels | Level A group mounting | _98.0 | RXG11RD_98.0 | nan | 0
942 | RXG11RD | Complementary | mounting position | Any position | _50.0 | RXG11RD_50.0 | nan | 0
943 | RXG11RD | Complementary | drop-out voltage threshold | >= 0.1 Uc DC | _0.0 | RXG11RD_0.0 | nan | 0
944 | RXG11RD | Complementary | Coil insulation class | Class F | _76.0 | RXG11RD_76.0 | nan | 0
945 | RXG11RD | Complementary | Operate time | 20 ms | _73.0 | RXG11RD_73.0 | nan | 0
946 | RXG11RD | Complementary | Release time | 20 ms | _74.0 | RXG11RD_74.0 | nan | 0
947 | RXG11RD | Complementary | [Uc] control circuit voltage | 6 V DC | _84.0 | RXG11RD_84.0 | nan | 0
948 | RXG11RD | Complementary | safety reliability data | B10d = 100000 | _48.0 | RXG11RD_48.0 | nan | 0
949 | RXG11RD | Complementary | colour of cover | Standard | _0.0 | RXG11RD_0.0 | nan | 0
950 | RXG11RD | Complementary | control type | Lockable test button | _0.0 | RXG11RD_0.0 | nan | 0
951 | RXG11RD | Complementary | local signalling | Flag | _30.0 | RXG11RD_30.0 | nan | 0
952 | RXG11RD | Complementary | torque value | 0.8 N.m | _42.0 | RXG11RD_42.0 | nan | 0
953 | RXG11RD | Complementary | net weight | 0.02 kg | _298.0 | RXG11RD_298.0 | nan | 0
954 | RXG11RD | Complementary | device presentation | Complete product | _0.0 | RXG11RD_0.0 | nan | 0
955 | RXG11RD | Environment | vibration resistance | 3 gn, amplitude = +/- 0.75 mm (f = 10…150 Hz)in operation 5 gn, amplitude = +/- 0.75 mm (f = 10…150 Hz)not in operation | _43.0 | RXG11RD_43.0 | nan | 0
956 | RXG11RD | Environment | IP degree of protection | IP40 | _29.0 | RXG11RD_29.0 | nan | 0
957 | RXG11RD | Environment | shock resistance | 20 gn in operation 100 gn not in operation | _37.0 | RXG11RD_37.0 | nan | 0
958 | RXG11RD | Environment | protection category | RT I | _56.0 | RXG11RD_56.0 | nan | 0
959 | RXG11RD | Environment | standards | UL 508 IEC 61810-1 CSA C22.2 No 14 | _21.0 | RXG11RD_21.0 | nan | 0
960 | RXG11RD | Environment | product certifications | UL China RoHS CSA EAC REACH CE RoHS | _32.0 | RXG11RD_32.0 | nan | 0
961 | RXG11RD | Environment | pollution degree | 2 | _40.0 | RXG11RD_40.0 | nan | 0
962 | RXG11RD | Environment | overvoltage category | III | _55.0 | RXG11RD_55.0 | nan | 0
963 | RXG11RD | Environment | ambient air temperature for storage | -40…85 °C | _13.0 | RXG11RD_13.0 | nan | 0
964 | RXG11RD | Environment | ambient air temperature for operation | -40…70 °C | _12.0 | RXG11RD_12.0 | nan | 0
965 | RXG11RD | Environment | relative humidity | 10…85 % | _33.0 | RXG11RD_33.0 | nan | 0
966 | RXG11RD | Packing Units | Package 1 Weight | 20.200 g | _298.0 | RXG11RD_298.0 | nan | 0
967 | RXG11RD | Offer Sustainability | Sustainable offer status | Green Premium product | _295.0 | RXG11RD_295.0 | nan | 0
968 | RXG11RD | Offer Sustainability | REACh Regulation | REACh Declaration | _292.0 | RXG11RD_292.0 | nan | 0
969 | RXG11RD | Offer Sustainability | REACh free of SVHC | Yes | _293.0 | RXG11RD_293.0 | nan | 0
970 | RXG11RD | Offer Sustainability | EU RoHS Directive | Pro-active compliance (Product out of EU RoHS legal scope) EU RoHS Declaration | _21.0 | RXG11RD_21.0 | nan | 0
971 | RXG11RD | Offer Sustainability | Toxic heavy metal free | Yes | _296.0 | RXG11RD_296.0 | nan | 0
972 | RXG11RD | Offer Sustainability | Mercury free | Yes | _291.0 | RXG11RD_291.0 | nan | 0
973 | RXG11RD | Offer Sustainability | RoHS exemption information | Yes | _294.0 | RXG11RD_294.0 | nan | 0
974 | RXG11RD | Offer Sustainability | China RoHS Regulation | China RoHS declaration | _288.0 | RXG11RD_288.0 | nan | 0
975 | RXG11RD | Offer Sustainability | Environmental Disclosure | Product Environmental Profile | _290.0 | RXG11RD_290.0 | nan | 0
976 | RXM2AB1B7 | Main | range of product | Zelio Relay | _79.0 | RXM2AB1B7_79.0 | nan | 0
977 | RXM2AB1B7 | Main | series name | Miniature | _80.0 | RXM2AB1B7_80.0 | nan | 0
978 | RXM2AB1B7 | Main | product or component type | Plug-in relay | _0.0 | RXM2AB1B7_0.0 | nan | 0
979 | RXM2AB1B7 | Main | device short name | RXM | _72.0 | RXM2AB1B7_72.0 | nan | 0
980 | RXM2AB1B7 | Main | contacts type and composition | 2 C/O | _18.0 | RXM2AB1B7_18.0 | nan | 0
981 | RXM2AB1B7 | Main | [Uc] control circuit voltage | 24 V AC 50/60 Hz | _84.0 | RXM2AB1B7_84.0 | nan | 0
982 | RXM2AB1B7 | Main | [Ithe] conventional enclosed thermal current | 12 A at -40…55 °C | _41.0 | RXM2AB1B7_41.0 | nan | 0
983 | RXM2AB1B7 | Main | status LED | Without | _30.0 | RXM2AB1B7_30.0 | nan | 0
984 | RXM2AB1B7 | Main | control type | Lockable test button | _0.0 | RXM2AB1B7_0.0 | nan | 0
985 | RXM2AB1B7 | Main | utilisation coefficient | 20 % | _97.0 | RXM2AB1B7_97.0 | nan | 0
986 | RXM2AB1B7 | Complementary | shape of pin | Flat | _0.0 | RXM2AB1B7_0.0 | nan | 0
987 | RXM2AB1B7 | Complementary | [Ui] rated insulation voltage | 250 V conforming to IEC 300 V conforming to CSA 300 V conforming to UL | _8.0 | RXM2AB1B7_8.0 | nan | 0
988 | RXM2AB1B7 | Complementary | [Uimp] rated impulse withstand voltage | 4 kV during 1.2/50 µs | _7.0 | RXM2AB1B7_7.0 | nan | 0
989 | RXM2AB1B7 | Complementary | contacts material | AgNi | _18.0 | RXM2AB1B7_18.0 | nan | 0
990 | RXM2AB1B7 | Complementary | [Ie] rated operational current | 12 A at 28 V (DC) NO conforming to IEC 12 A at 250 V (AC) NO conforming to IEC 6 A at 28 V (DC) NC conforming to IEC 6 A at 250 V (AC) NC conforming to IEC 12 A at 28 V (DC) conforming to UL 12 A at 277 V (AC) conforming to UL | _77.0 | RXM2AB1B7_77.0 | nan | 0
991 | RXM2AB1B7 | Complementary | maximum switching voltage | 250 V conforming to IEC | _87.0 | RXM2AB1B7_87.0 | nan | 0
992 | RXM2AB1B7 | Complementary | resistive rated load | 12 A at 250 V AC 12 A at 28 V DC | _6.0 | RXM2AB1B7_6.0 | nan | 0
993 | RXM2AB1B7 | Complementary | maximum switching capacity | 3000 VA/336 W | _59.0 | RXM2AB1B7_59.0 | nan | 0
994 | RXM2AB1B7 | Complementary | minimum switching capacity | 170 mW at 10 mA, 17 V | _60.0 | RXM2AB1B7_60.0 | nan | 0
995 | RXM2AB1B7 | Complementary | operating rate | <= 1200 cycles/hour under load <= 18000 cycles/hour no-load | _0.0 | RXM2AB1B7_0.0 | nan | 0
996 | RXM2AB1B7 | Complementary | mechanical durability | 10000000 cycles | _9.0 | RXM2AB1B7_9.0 | nan | 0
997 | RXM2AB1B7 | Complementary | electrical durability | 100000 cycles for resistive load | _6.0 | RXM2AB1B7_6.0 | nan | 0
998 | RXM2AB1B7 | Complementary | average coil consumption in VA | 1.2 at 60 Hz | _85.0 | RXM2AB1B7_85.0 | nan | 0
999 | RXM2AB1B7 | Complementary | average consumption | 1.2 VA at 60 Hz | _85.0 | RXM2AB1B7_85.0 | nan | 0
1000 | RXM2AB1B7 | Complementary | drop-out voltage threshold | >= 0.15 Uc | _0.0 | RXM2AB1B7_0.0 | nan | 0
1001 | RXM2AB1B7 | Complementary | operate time | 20 ms | operate time | RXM2AB1B7operate time | nan | 0
1002 | RXM2AB1B7 | Complementary | release time | 20 ms | release time | RXM2AB1B7release time | nan | 0
1003 | RXM2AB1B7 | Complementary | average coil resistance | 180 Ohm at 20 °C +/- 15 % | _75.0 | RXM2AB1B7_75.0 | nan | 0
1004 | RXM2AB1B7 | Complementary | rated operational voltage limits | 19.2...26.4 V AC | _11.0 | RXM2AB1B7_11.0 | nan | 0
1005 | RXM2AB1B7 | Complementary | safety reliability data | B10d = 100000 | _48.0 | RXM2AB1B7_48.0 | nan | 0
1006 | RXM2AB1B7 | Complementary | protection category | RT I | _56.0 | RXM2AB1B7_56.0 | nan | 0
1007 | RXM2AB1B7 | Complementary | test levels | Level A group mounting | _98.0 | RXM2AB1B7_98.0 | nan | 0
1008 | RXM2AB1B7 | Complementary | operating position | Any position | _50.0 | RXM2AB1B7_50.0 | nan | 0
1009 | RXM2AB1B7 | Complementary | net weight | 0.037 kg | _298.0 | RXM2AB1B7_298.0 | nan | 0
1010 | RXM2AB1B7 | Complementary | device presentation | Complete product | _0.0 | RXM2AB1B7_0.0 | nan | 0
1011 | RXM2AB1B7 | Environment | dielectric strength | 1300 V AC between contacts with micro disconnection 2000 V AC between coil and contact 2000 V AC between poles | _20.0 | RXM2AB1B7_20.0 | nan | 0
1012 | RXM2AB1B7 | Environment | product certifications | UL Lloyd's RoHS CE CSA GOST REACH | _32.0 | RXM2AB1B7_32.0 | nan | 0
1013 | RXM2AB1B7 | Environment | standards | EN/IEC 61810-1 CSA C22.2 No 14 UL 508 | _21.0 | RXM2AB1B7_21.0 | nan | 0
1014 | RXM2AB1B7 | Environment | ambient air temperature for storage | -40…85 °C | _13.0 | RXM2AB1B7_13.0 | nan | 0
1015 | RXM2AB1B7 | Environment | ambient air temperature for operation | -40…55 °C | _12.0 | RXM2AB1B7_12.0 | nan | 0
1016 | RXM2AB1B7 | Environment | vibration resistance | 3 gn, amplitude = +/- 1 mm (f = 10…150 Hz)5 cycles in operation 5 gn, amplitude = +/- 1 mm (f = 10…150 Hz)5 cycles not operating | _43.0 | RXM2AB1B7_43.0 | nan | 0
1017 | RXM2AB1B7 | Environment | IP degree of protection | IP40 conforming to EN/IEC 60529 | _29.0 | RXM2AB1B7_29.0 | nan | 0
1018 | RXM2AB1B7 | Environment | shock resistance | 10 gn for in operation 30 gn for not operating | _37.0 | RXM2AB1B7_37.0 | nan | 0
1019 | RXM2AB1B7 | Environment | pollution degree | 3 | _40.0 | RXM2AB1B7_40.0 | nan | 0
1020 | RXM2AB1B7 | Packing Units | Package 1 Weight | 0.035 kg | _298.0 | RXM2AB1B7_298.0 | nan | 0
1021 | RXM2AB1B7 | Offer Sustainability | Sustainable offer status | Green Premium product | _295.0 | RXM2AB1B7_295.0 | nan | 0
1022 | RXM2AB1B7 | Offer Sustainability | REACh Regulation | REACh Declaration | _292.0 | RXM2AB1B7_292.0 | nan | 0
1023 | RXM2AB1B7 | Offer Sustainability | REACh free of SVHC | Yes | _293.0 | RXM2AB1B7_293.0 | nan | 0
1024 | RXM2AB1B7 | Offer Sustainability | EU RoHS Directive | Pro-active compliance (Product out of EU RoHS legal scope) EU RoHS Declaration | _21.0 | RXM2AB1B7_21.0 | nan | 0
1025 | RXM2AB1B7 | Offer Sustainability | Toxic heavy metal free | Yes | _296.0 | RXM2AB1B7_296.0 | nan | 0
1026 | RXM2AB1B7 | Offer Sustainability | Mercury free | Yes | _291.0 | RXM2AB1B7_291.0 | nan | 0
1027 | RXM2AB1B7 | Offer Sustainability | RoHS exemption information | Yes | _294.0 | RXM2AB1B7_294.0 | nan | 0
1028 | RXM2AB1B7 | Offer Sustainability | China RoHS Regulation | China RoHS declaration | _288.0 | RXM2AB1B7_288.0 | nan | 0
1029 | RXM2AB1B7 | Offer Sustainability | Environmental Disclosure | Product Environmental Profile | _290.0 | RXM2AB1B7_290.0 | nan | 0
1030 | RXM2AB1B7 | Offer Sustainability | WEEE | The product must be disposed on European Union markets following specific waste collection and never end up in rubbish bins | _297.0 | RXM2AB1B7_297.0 | nan | 0
1031 | RXM2AB1B7 | Contractual warranty | Warranty | 18 months | _287.0 | RXM2AB1B7_287.0 | nan | 0
1032 | RXM4AB1B7 | Main | range of product | Zelio Relay | _79.0 | RXM4AB1B7_79.0 | nan | 0
1033 | RXM4AB1B7 | Main | series name | Miniature | _80.0 | RXM4AB1B7_80.0 | nan | 0
1034 | RXM4AB1B7 | Main | product or component type | Plug-in relay | _0.0 | RXM4AB1B7_0.0 | nan | 0
1035 | RXM4AB1B7 | Main | device short name | RXM | _72.0 | RXM4AB1B7_72.0 | nan | 0
1036 | RXM4AB1B7 | Main | contacts type and composition | 4 C/O | _18.0 | RXM4AB1B7_18.0 | nan | 0
1037 | RXM4AB1B7 | Main | [Uc] control circuit voltage | 24 V AC 50/60 Hz | _84.0 | RXM4AB1B7_84.0 | nan | 0
1038 | RXM4AB1B7 | Main | [Ithe] conventional enclosed thermal current | 6 A at -40…55 °C | _41.0 | RXM4AB1B7_41.0 | nan | 0
1039 | RXM4AB1B7 | Main | status LED | Without | _30.0 | RXM4AB1B7_30.0 | nan | 0
1040 | RXM4AB1B7 | Main | control type | Lockable test button | _0.0 | RXM4AB1B7_0.0 | nan | 0
1041 | RXM4AB1B7 | Main | utilisation coefficient | 20 % | _97.0 | RXM4AB1B7_97.0 | nan | 0
1042 | RXM4AB1B7 | Complementary | shape of pin | Flat | _0.0 | RXM4AB1B7_0.0 | nan | 0
1043 | RXM4AB1B7 | Complementary | [Ui] rated insulation voltage | 250 V conforming to IEC 300 V conforming to CSA 300 V conforming to UL | _8.0 | RXM4AB1B7_8.0 | nan | 0
1044 | RXM4AB1B7 | Complementary | [Uimp] rated impulse withstand voltage | 2.5 kV during 1.2/50 µs | _7.0 | RXM4AB1B7_7.0 | nan | 0
1045 | RXM4AB1B7 | Complementary | contacts material | AgNi | _18.0 | RXM4AB1B7_18.0 | nan | 0
1046 | RXM4AB1B7 | Complementary | [Ie] rated operational current | 3 A at 28 V (DC) NC conforming to IEC 3 A at 250 V (AC) NC conforming to IEC 6 A at 28 V (DC) NO conforming to IEC 6 A at 250 V (AC) NO conforming to IEC 6 A at 277 V (AC) conforming to UL 8 A at 30 V (DC) conforming to UL | _77.0 | RXM4AB1B7_77.0 | nan | 0
1047 | RXM4AB1B7 | Complementary | maximum switching voltage | 250 V conforming to IEC | _87.0 | RXM4AB1B7_87.0 | nan | 0
1048 | RXM4AB1B7 | Complementary | resistive rated load | 6 A at 250 V AC 6 A at 28 V DC | _6.0 | RXM4AB1B7_6.0 | nan | 0
1049 | RXM4AB1B7 | Complementary | maximum switching capacity | 1500 VA/168 W | _59.0 | RXM4AB1B7_59.0 | nan | 0
1050 | RXM4AB1B7 | Complementary | minimum switching capacity | 170 mW at 10 mA, 17 V | _60.0 | RXM4AB1B7_60.0 | nan | 0
1051 | RXM4AB1B7 | Complementary | operating rate | <= 1200 cycles/hour under load <= 18000 cycles/hour no-load | _0.0 | RXM4AB1B7_0.0 | nan | 0
1052 | RXM4AB1B7 | Complementary | mechanical durability | 10000000 cycles | _9.0 | RXM4AB1B7_9.0 | nan | 0
1053 | RXM4AB1B7 | Complementary | electrical durability | 100000 cycles for resistive load | _6.0 | RXM4AB1B7_6.0 | nan | 0
1054 | RXM4AB1B7 | Complementary | average coil consumption in VA | 1.2 at 60 Hz | _85.0 | RXM4AB1B7_85.0 | nan | 0
1055 | RXM4AB1B7 | Complementary | average consumption | 1.2 VA at 60 Hz | _85.0 | RXM4AB1B7_85.0 | nan | 0
1056 | RXM4AB1B7 | Complementary | drop-out voltage threshold | >= 0.15 Uc | _0.0 | RXM4AB1B7_0.0 | nan | 0
1057 | RXM4AB1B7 | Complementary | operate time | 20 ms | operate time | RXM4AB1B7operate time | nan | 0
1058 | RXM4AB1B7 | Complementary | release time | 20 ms | release time | RXM4AB1B7release time | nan | 0
1059 | RXM4AB1B7 | Complementary | average coil resistance | 180 Ohm at 20 °C +/- 15 % | _75.0 | RXM4AB1B7_75.0 | nan | 0
1060 | RXM4AB1B7 | Complementary | rated operational voltage limits | 19.2...26.4 V AC | _11.0 | RXM4AB1B7_11.0 | nan | 0
1061 | RXM4AB1B7 | Complementary | safety reliability data | B10d = 100000 | _48.0 | RXM4AB1B7_48.0 | nan | 0
1062 | RXM4AB1B7 | Complementary | protection category | RT I | _56.0 | RXM4AB1B7_56.0 | nan | 0
1063 | RXM4AB1B7 | Complementary | test levels | Level A group mounting | _98.0 | RXM4AB1B7_98.0 | nan | 0
1064 | RXM4AB1B7 | Complementary | operating position | Any position | _50.0 | RXM4AB1B7_50.0 | nan | 0
1065 | RXM4AB1B7 | Complementary | CAD overall height | 79 mm | _2.0 | RXM4AB1B7_2.0 | nan | 0
1066 | RXM4AB1B7 | Complementary | CAD overall depth | 78.45 mm | _1.0 | RXM4AB1B7_1.0 | nan | 0
1067 | RXM4AB1B7 | Complementary | net weight | 0.037 kg | _298.0 | RXM4AB1B7_298.0 | nan | 0
1068 | RXM4AB1B7 | Complementary | device presentation | Complete product | _0.0 | RXM4AB1B7_0.0 | nan | 0
1069 | RXM4AB1B7 | Environment | dielectric strength | 1300 V AC between contacts with micro disconnection 2000 V AC between coil and contact 2000 V AC between poles | _20.0 | RXM4AB1B7_20.0 | nan | 0
1070 | RXM4AB1B7 | Environment | product certifications | RoHS CSA Lloyd's CE UL REACH GOST | _32.0 | RXM4AB1B7_32.0 | nan | 0
1071 | RXM4AB1B7 | Environment | standards | CSA C22.2 No 14 UL 508 EN/IEC 61810-1 | _21.0 | RXM4AB1B7_21.0 | nan | 0
1072 | RXM4AB1B7 | Environment | ambient air temperature for storage | -40…85 °C | _13.0 | RXM4AB1B7_13.0 | nan | 0
1073 | RXM4AB1B7 | Environment | ambient air temperature for operation | -40…55 °C | _12.0 | RXM4AB1B7_12.0 | nan | 0
1074 | RXM4AB1B7 | Environment | vibration resistance | 3 gn, amplitude = +/- 1 mm (f = 10…150 Hz)5 cycles in operation 5 gn, amplitude = +/- 1 mm (f = 10…150 Hz)5 cycles not operating | _43.0 | RXM4AB1B7_43.0 | nan | 0
1075 | RXM4AB1B7 | Environment | IP degree of protection | IP40 conforming to EN/IEC 60529 | _29.0 | RXM4AB1B7_29.0 | nan | 0
1076 | RXM4AB1B7 | Environment | shock resistance | 10 gn for in operation 30 gn for not operating | _37.0 | RXM4AB1B7_37.0 | nan | 0
1077 | RXM4AB1B7 | Environment | pollution degree | 2 | _40.0 | RXM4AB1B7_40.0 | nan | 0
1078 | RXM4AB1B7 | Packing Units | Package 1 Weight | 0.036 kg | _298.0 | RXM4AB1B7_298.0 | nan | 0
1079 | RXM4AB1B7 | Offer Sustainability | Sustainable offer status | Green Premium product | _295.0 | RXM4AB1B7_295.0 | nan | 0
1080 | RXM4AB1B7 | Offer Sustainability | REACh Regulation | REACh Declaration | _292.0 | RXM4AB1B7_292.0 | nan | 0
1081 | RXM4AB1B7 | Offer Sustainability | REACh free of SVHC | Yes | _293.0 | RXM4AB1B7_293.0 | nan | 0
1082 | RXM4AB1B7 | Offer Sustainability | EU RoHS Directive | Pro-active compliance (Product out of EU RoHS legal scope) EU RoHS Declaration | _21.0 | RXM4AB1B7_21.0 | nan | 0
1083 | RXM4AB1B7 | Offer Sustainability | Toxic heavy metal free | Yes | _296.0 | RXM4AB1B7_296.0 | nan | 0
1084 | RXM4AB1B7 | Offer Sustainability | Mercury free | Yes | _291.0 | RXM4AB1B7_291.0 | nan | 0
1085 | RXM4AB1B7 | Offer Sustainability | RoHS exemption information | Yes | _294.0 | RXM4AB1B7_294.0 | nan | 0
1086 | RXM4AB1B7 | Offer Sustainability | China RoHS Regulation | China RoHS declaration | _288.0 | RXM4AB1B7_288.0 | nan | 0
1087 | RXM4AB1B7 | Offer Sustainability | Environmental Disclosure | Product Environmental Profile | _290.0 | RXM4AB1B7_290.0 | nan | 0
1088 | RXM4AB1B7 | Offer Sustainability | WEEE | The product must be disposed on European Union markets following specific waste collection and never end up in rubbish bins | _297.0 | RXM4AB1B7_297.0 | nan | 0
1089 | RXM4AB1B7 | Contractual warranty | Warranty | 18 months | _287.0 | RXM4AB1B7_287.0 | nan | 0

## pivot_datasheet
| Reference | All_Cnt | Uniq_Cnt | Most_Cnt | Most_Freq_Val | RE22R2AMR |  |  |  | RE22R2CMR |  |  |  | RHT418BE |  |  |  | RHT428B |  |  |  | RM10TE00 |  |  |  | RM17JC00MW |  |  |  | RM17TA00 |  |  |  | RM17TE00 |  |  |  | RMTJ60BD |  |  |  | RSB1A160M7S |  |  |  | RSB1A160NDS |  |  |  | RSB2A080M7S |  |  |  | RSB2A080P7S |  |  |  | RSB2A080RDS |  |  |  | RSB2A080U7S |  |  |  | RXG11RD |  |  |  | RXM2AB1B7 |  |  |  | RXM4AB1B7 |  |  |  | XVDLS37 |  |  |  | XVDLS38
[6 empty] | Similiarity | Spec_Data | Value | X_Correction | Similiarity | Spec_Data | Value | X_Correction | Similiarity | Spec_Data | Value | X_Correction | Similiarity | Spec_Data | Value | X_Correction | Similiarity | Spec_Data | Value | X_Correction | Similiarity | Spec_Data | Value | X_Correction | Similiarity | Spec_Data | Value | X_Correction | Similiarity | Spec_Data | Value | X_Correction | Similiarity | Spec_Data | Value | X_Correction | Similiarity | Spec_Data | Value | X_Correction | Similiarity | Spec_Data | Value | X_Correction | Similiarity | Spec_Data | Value | X_Correction | Similiarity | Spec_Data | Value | X_Correction | Similiarity | Spec_Data | Value | X_Correction | Similiarity | Spec_Data | Value | X_Correction | Similiarity | Spec_Data | Value | X_Correction | Similiarity | Spec_Data | Value | X_Correction | Similiarity | Spec_Data | Value | X_Correction | Similiarity | Spec_Data | Value | X_Correction | Similiarity | Spec_Data | Value | X_Correction
Section | Parameters
Complementary | CAD overall depth | 5 | 3 | 2 | 45 mm | [8 empty] | 0 | nan | 108 mm |  | 0 | nan | 108 mm | [53 empty] | 0 | nan | 78.45 mm |  | 0 | nan | 45 mm |  | 0 | nan | 45 mm
| CAD overall height | 5 | 3 | 2 | 104 mm | [8 empty] | 0 | nan | 43 mm |  | 0 | nan | 43 mm | [53 empty] | 0 | nan | 79 mm |  | 0 | nan | 104 mm |  | 0 | nan | 104 mm
| CAD overall width | 4 | 2 | 2 | 45 mm | [8 empty] | 0 | nan | 33 mm |  | 0 | nan | 33 mm | [57 empty] | 0 | nan | 45 mm |  | 0 | nan | 45 mm
| Coil insulation class | 1 | 1 | 1 | Class F | [60 empty] | 0 | nan | Class F
| Coil resistance | 1 | 1 | 1 | 68 Ohm +/- 10 % | [60 empty] | 0 | nan | 68 Ohm +/- 10 %
| Control signal pulse width | 2 | 1 | 2 | 100 ms with load in parallel 30 ms | 0 | nan | 100 ms with load in parallel 30 ms |  | 0 | nan | 100 ms with load in parallel 30 ms
| Maximum contact resistance | 1 | 1 | 1 | 100 mOhm | [60 empty] | 0 | nan | 100 mOhm
| Operate time | 1 | 1 | 1 | 20 ms | [60 empty] | 0 | nan | 20 ms
| Power on delay | 2 | 1 | 2 | 100 ms | 0 | nan | 100 ms |  | 0 | nan | 100 ms
| Rated impulse withstand voltage | 2 | 1 | 2 | 5 kV for 1.2…50 µs conforming to IEC 60664-1 | 0 | nan | 5 kV for 1.2…50 µs conforming to IEC 60664-1 |  | 0 | nan | 5 kV for 1.2…50 µs conforming to IEC 60664-1
| Recovery time | 2 | 1 | 2 | 120 ms on de-energisation | 0 | nan | 120 ms on de-energisation |  | 0 | nan | 120 ms on de-energisation
| Release input voltage | 2 | 1 | 2 | <= 2.4 V | 0 | nan | <= 2.4 V |  | 0 | nan | <= 2.4 V
| Release time | 1 | 1 | 1 | 20 ms | [60 empty] | 0 | nan | 20 ms
| [Ie] rated operational current | 9 | 5 | 4 | 4 A (AC-1/DC-1) NC conforming to IEC 8 A (AC-1/DC-1) NO conforming to IEC | [36 empty] | 0 | nan | 16 A (AC-1/DC-1) NO conforming to IEC 8 A (AC-1/DC-1) NC conforming to IEC |  | 0 | nan | 16 A (AC-1/DC-1) NO conforming to IEC 8 A (AC-1/DC-1) NC conforming to IEC |  | 0 | nan | 4 A (AC-1/DC-1) NC conforming to IEC 8 A (AC-1/DC-1) NO conforming to IEC |  | 0 | nan | 4 A (AC-1/DC-1) NC conforming to IEC 8 A (AC-1/DC-1) NO conforming to IEC |  | 0 | nan | 4 A (AC-1/DC-1) NC conforming to IEC 8 A (AC-1/DC-1) NO conforming to IEC |  | 0 | nan | 4 A (AC-1/DC-1) NC conforming to IEC 8 A (AC-1/DC-1) NO conforming to IEC |  | 0 | nan | 10 A at 30 V (DC) conforming to UL 10 A at 30 V (DC) conforming to IEC 10 A at 250 V (AC) conforming to IEC 10 A at 250 V (AC) conforming to UL |  | 0 | nan | 12 A at 28 V (DC) NO conforming to IEC 12 A at 250 V (AC) NO conforming to IEC 6 A at 28 V (DC) NC conforming to IEC 6 A at 250 V (AC) NC conforming to IEC 12 A at 28 V (DC) conforming to UL 12 A at 277 V (AC) conforming to UL |  | 0 | nan | 3 A at 28 V (DC) NC conforming to IEC 3 A at 250 V (AC) NC conforming to IEC 6 A at 28 V (DC) NO conforming to IEC 6 A at 250 V (AC) NO conforming to IEC 6 A at 277 V (AC) conforming to UL 8 A at 30 V (DC) conforming to UL
| [Ithe] conventional enclosed thermal current | 1 | 1 | 1 | 10 A at -40…55 °C | [60 empty] | 0 | nan | 10 A at -40…55 °C
| [Uc] control circuit voltage | 1 | 1 | 1 | 6 V DC | [60 empty] | 0 | nan | 6 V DC
| [Ue] rated operational voltage | 6 | 5 | 2 | 176...264 V AC 50 Hz 187...264 V AC 60 Hz | [36 empty] | 0 | nan | 176...264 V AC 50 Hz 187...264 V AC 60 Hz |  | 0 | nan | 48...66 V DC |  | 0 | nan | 176...264 V AC 50 Hz 187...264 V AC 60 Hz |  | 0 | nan | 184...276 V AC 50 Hz 195.5...276 V AC 60 Hz |  | 0 | nan | 4.8...6.6 V DC |  | 0 | nan | 192...288 V AC 50 Hz 204...288 V AC 60 Hz
| [Ui] rated insulation voltage | 18 | 6 | 6 | 400 V conforming to EN/IEC 60947 | [8 empty] | 0 | nan | 250 V |  | 0 | nan | 250 V |  | 0 | Same as RM17TE00 ¦ IEC60664-1,Supply, Same as RM17TE00 ¦ IEC60664-1,Input 1, Same as RM17TE00 ¦ IEC60664-1,Input 2, Same as RM17TE00 ¦ IEC60664-1,Input 3, Same as RM17TE00 ¦ IEC60664-1,Output 1, Same as RM17TE00 ¦ IEC60664-1,Output 2, Same as RM17TE00 ¦ IEC60664-1,Supply / Input 1,Galvanic Same as RM17TE00 ¦ IEC60664-1,Supply / Input 2,Isolated Same as RM17TE00 ¦ IEC60664-1,Supply / Input 3,Circuit Same as RM17TE00 ¦ IEC60664-1,Supply / Output 1, Same as RM17TE00 ¦ IEC60664-1,Supply / Output 2, Same as RM17TE00 ¦ IEC60664-1,Output 1 / Output 2, Same as RM17TE00 ¦ IEC60664-1,Input 1 / Output 1, Same as RM17TE00 ¦ IEC60664-1,Input 1 / Output 2, Same as RM17TE00 ¦ IEC60664-1,Input 2 / Output 1, Same as RM17TE00 ¦ IEC60664-1,Input 2 / Output 2, Same as RM17TE00 ¦ IEC60664-1,Input 3 / Output 1, Same as RM17TE00 ¦ IEC60664-1,Input 3 / Output 2, Same as RM17TE00 ¦ IEC60664-1,Input 1 / Input 2, Same as RM17TE00 ¦ IEC60664-1,Input 2 / Input 3, Same as RM17TE00 ¦ IEC60664-1,Input 1 / Input 3, | 400 V conforming to IEC 60664-1 |  | 0 | IEC60664-1,Supply, IEC60664-1,Input 1, IEC60664-1,Input 2, IEC60664-1,Input 3, 4 ¦ IEC60664-1,Output 1, IEC60664-1,Output 2, IEC60664-1,Supply / Input 1,Galvanic IEC60664-1,Supply / Input 2,Isolated IEC60664-1,Supply / Input 3,Circuit IEC60664-1,Supply / Output 1, IEC60664-1,Supply / Output 2, IEC60664-1,Output 1 / Output 2, IEC60664-1,Input 1 / Output 1, IEC60664-1,Input 1 / Output 2, IEC60664-1,Input 2 / Output 1, 2 @ 50Hz for 1 minutes ¦ IEC60664-1,Input 2 / Output 2, IEC60664-1,Input 3 / Output 1, IEC60664-1,Input 3 / Output 2, IEC60664-1,Input 1 / Input 2, IEC60664-1,Input 2 / Input 3, IEC60664-1,Input 1 / Input 3, | 400 V conforming to IEC 60664-1 |  | 0 | 500V ¦ IEC60664-1,Supply, - ¦ IEC60664-1,Input 1, - ¦ IEC60664-1,Input 2, - ¦ IEC60664-1,Input 3, 250V ¦ IEC60664-1,Output 1, - ¦ IEC60664-1,Output 2, - ¦ IEC60664-1,Supply / Input 1,Galvanic - ¦ IEC60664-1,Supply / Input 2,Isolated - ¦ IEC60664-1,Supply / Input 3,Circuit 500V ¦ IEC60664-1,Supply / Output 1, - ¦ IEC60664-1,Supply / Output 2, - ¦ IEC60664-1,Output 1 / Output 2, - ¦ IEC60664-1,Input 1 / Output 1, - ¦ IEC60664-1,Input 1 / Output 2, - ¦ IEC60664-1,Input 2 / Output 1, - ¦ IEC60664-1,Input 2 / Output 2, - ¦ IEC60664-1,Input 3 / Output 1, - ¦ IEC60664-1,Input 3 / Output 2, - ¦ IEC60664-1,Input 1 / Input 2, - ¦ IEC60664-1,Input 2 / Input 3, - ¦ IEC60664-1,Input 1 / Input 3, | 400 V conforming to IEC 60664-1 |  | 0 | 500V ¦ IEC60664-1,Supply, - ¦ IEC60664-1,Input 1, - ¦ IEC60664-1,Input 2, - ¦ IEC60664-1,Input 3, 250V ¦ IEC60664-1,Output 1, - ¦ IEC60664-1,Output 2, - ¦ IEC60664-1,Supply / Input 1,Galvanic - ¦ IEC60664-1,Supply / Input 2,Isolated - ¦ IEC60664-1,Supply / Input 3,Circuit 500V ¦ IEC60664-1,Supply / Output 1, - ¦ IEC60664-1,Supply / Output 2, - ¦ IEC60664-1,Output 1 / Output 2, - ¦ IEC60664-1,Input 1 / Output 1, - ¦ IEC60664-1,Input 1 / Output 2, - ¦ IEC60664-1,Input 2 / Output 1, - ¦ IEC60664-1,Input 2 / Output 2, - ¦ IEC60664-1,Input 3 / Output 1, - ¦ IEC60664-1,Input 3 / Output 2, - ¦ IEC60664-1,Input 1 / Input 2, - ¦ IEC60664-1,Input 2 / Input 3, - ¦ IEC60664-1,Input 1 / Input 3, | 400 V conforming to IEC 60664-1 |  | 0 | nan | 2 kV |  | 0 | nan | 400 V conforming to EN/IEC 60947 |  | 0 | nan | 400 V conforming to EN/IEC 60947 |  | 0 | nan | 400 V conforming to EN/IEC 60947 |  | 0 | nan | 400 V conforming to EN/IEC 60947 |  | 0 | nan | 400 V conforming to EN/IEC 60947 |  | 0 | nan | 400 V conforming to EN/IEC 60947 |  | 0 | nan | 250 V conforming to IEC 300 V conforming to CSA 300 V conforming to UL |  | 0 | nan | 250 V conforming to IEC 300 V conforming to CSA 300 V conforming to UL |  | 0 | nan | 250 V conforming to IEC 300 V conforming to CSA 300 V conforming to UL |  | 0 | nan | 250 V conforming to IEC 60947-1 |  | 0 | nan | 250 V conforming to IEC 60947-1
| [Uimp] rated impulse withstand voltage | 11 | 6 | 3 | IEC 61000-4-5 3.6 kV | [36 empty] | 0 | nan | IEC 61000-4-5 3.6 kV |  | 0 | nan | 3.6 kV IEC 61000-4-5 |  | 0 | nan | IEC 61000-4-5 3.6 kV |  | 0 | nan | 3.6 kV IEC 61000-4-5 |  | 0 | nan | IEC 61000-4-5 3.6 kV |  | 0 | nan | 3.6 kV IEC 61000-4-5 |  | 0 | nan | 6 kV 1.2/50 µs |  | 0 | nan | 4 kV during 1.2/50 µs |  | 0 | nan | 2.5 kV during 1.2/50 µs |  | 0 | nan | 4 kV IEC 60947-1 |  | 0 | nan | 4 kV IEC 60947-1
| [Us] rated supply voltage | 4 | 3 | 2 | 24...240 V AC/DC 50/60 Hz | 0 | nan | 24...240 V AC/DC 50/60 Hz |  | 0 | nan | 24...240 V AC/DC 50/60 Hz | [13 empty] | 0 | ~/-- 24…240 ~/-- 20.4…264 | 24...240 V AC/DC 50/60 Hz +/- 10 % | [9 empty] | 0 | nan | 24 V DC +/- 20 %, non isolated
| abnormal analogue output current | 1 | 1 | 1 | -30…0 mA when no input or input wire broken | [32 empty] | 0 | nan | -30…0 mA when no input or input wire broken
| abnormal analogue output voltage | 1 | 1 | 1 | -15...-11 V when no input or input wire broken 11...15 V when no input or input wire broken | [32 empty] | 0 | nan | -15...-11 V when no input or input wire broken 11...15 V when no input or input wire broken
| adjustment of asymmetry threshold | 3 | 1 | 3 | 5...15 % of Un selected | [16 empty] | 0 | nan | 5...15 % of Un selected | [5 empty] | 0 | nan | 5...15 % of Un selected |  | 0 | nan | 5...15 % of Un selected
| average coil consumption | 8 | 3 | 4 | 0.75 VA AC 60 Hz | [8 empty] | 0 | nan | 2.5 W at 20 °C |  | 0 | nan | 2.5 W at 20 °C | [21 empty] | 0 | nan | 0.75 VA AC 60 Hz |  | 0 | nan | 0.45 W DC |  | 0 | nan | 0.75 VA AC 60 Hz |  | 0 | nan | 0.75 VA AC 60 Hz |  | 0 | nan | 0.45 W DC |  | 0 | nan | 0.75 VA AC 60 Hz
| average coil consumption in VA | 4 | 2 | 2 | 2.9 at 20 °C | [8 empty] | 0 | nan | 2.9 at 20 °C |  | 0 | nan | 2.9 at 20 °C | [49 empty] | 0 | nan | 1.2 at 60 Hz |  | 0 | nan | 1.2 at 60 Hz
| average coil resistance | 8 | 6 | 2 | 35500 Ohm network: AC at 20 °C +/- 15 % | [36 empty] | 0 | nan | 35500 Ohm network: AC at 20 °C +/- 15 % |  | 0 | nan | 7500 Ohm network: DC at 20 °C +/- 10 % |  | 0 | nan | 35500 Ohm network: AC at 20 °C +/- 15 % |  | 0 | nan | 38500 Ohm network: AC at 20 °C +/- 15 % |  | 0 | nan | 90 Ohm network: DC at 20 °C +/- 10 % |  | 0 | nan | 42500 Ohm network: AC at 20 °C +/- 15 % | [5 empty] | 0 | nan | 180 Ohm at 20 °C +/- 15 % |  | 0 | nan | 180 Ohm at 20 °C +/- 15 %
| average consumption | 2 | 1 | 2 | 1.2 VA at 60 Hz | [64 empty] | 0 | nan | 1.2 VA at 60 Hz |  | 0 | nan | 1.2 VA at 60 Hz
| average resistance | 2 | 1 | 2 | 30 mOhm at 20 °C | [8 empty] | 0 | nan | 30 mOhm at 20 °C |  | 0 | nan | 30 mOhm at 20 °C
| cable entry | 2 | 1 | 2 | 1 entry tapped for Pg 7 | [72 empty] | 0 | nan | 1 entry tapped for Pg 7 |  | 0 | nan | 1 entry tapped for Pg 7
| clamping connection capacity | 1 | 1 | 1 | 2 x 1.5 mm² 1 x 2.5 mm² | [32 empty] | 0 | nan | 2 x 1.5 mm² 1 x 2.5 mm²
| cold junction compensation | 1 | 1 | 1 | Built-in, measurement: between 0 and 60 °C | [32 empty] | 0 | nan | Built-in, measurement: between 0 and 60 °C
| colour of cover | 1 | 1 | 1 | Standard | [60 empty] | 0 | nan | Standard
| connections - terminals | 8 | 3 | 4 | Screw terminals, 1 x 0.5...1 x 4 mm² (AWG 20...AWG 11) solid without cable end Screw terminals, 2 x 0.5...2 x 2.5 mm² (AWG 20...AWG 14) solid without cable end Screw terminals, 1 x 0.2...1 x 2.5 mm² (AWG 24...AWG 12) flexible with cable end Screw terminals, 2 x 0.2...2 x 1.5 mm² (AWG 24...AWG 16) flexible with cable end | 0 | nan | Screw terminals, 1 x 0.5...1 x 3.3 mm² (AWG 20...AWG 12) solid without cable end Screw terminals, 2 x 0.5...2 x 2.5 mm² (AWG 20...AWG 14) solid without cable end Screw terminals, 1 x 0.2...1 x 2.5 mm² (AWG 24...AWG 14) flexible with cable end Screw terminals, 2 x 0.2...2 x 1.5 mm² (AWG 24...AWG 16) flexible with cable end |  | 0 | nan | Screw terminals, 1 x 0.5...1 x 3.3 mm² (AWG 20...AWG 12) solid without cable end Screw terminals, 2 x 0.5...2 x 2.5 mm² (AWG 20...AWG 14) solid without cable end Screw terminals, 1 x 0.2...1 x 2.5 mm² (AWG 24...AWG 14) flexible with cable end Screw terminals, 2 x 0.2...2 x 1.5 mm² (AWG 24...AWG 16) flexible with cable end | [9 empty] | 39 | Same as RM17TE00 ¦ IEC60947-1,Solid cable without cable end (screw terminal), Same as RM17TE00 ¦ IEC60947-1,Flexible cable with cable end (screw terminal), Same as RM17TE00 ¦ IEC60947-1,Solid cable (spring terminal), Same as RM17TE00 ¦ IEC60947-1,Flexible cable (spring terminal), | Screw terminals, 1 x 0.5...1 x 4 mm² (AWG 20...AWG 11) solid without cable end Screw terminals, 2 x 0.5...2 x 2.5 mm² (AWG 20...AWG 14) solid without cable end Screw terminals, 1 x 0.2...1 x 2.5 mm² (AWG 24...AWG 12) flexible with cable end Screw terminals, 2 x 0.2...2 x 1.5 mm² (AWG 24...AWG 16) flexible with cable end |  | 23 | 1 conductor:0.5…4 (AWG20…AWG11) 2 conductor:0.5…2.5 (AWG20…AWG14) ¦ IEC60947-1,Solid cable without cable end (screw terminal), 1 conductor:0.2…2.5 (AWG24…AWG12) 2 conductor:0.2…1.5 (AWG24…AWG16) ¦ IEC60947-1,Flexible cable with cable end (screw terminal), - ¦ IEC60947-1,Solid cable (spring terminal), - ¦ IEC60947-1,Flexible cable (spring terminal), | Screw terminals, 1 x 0.5...1 x 4 mm² (AWG 20...AWG 11) solid without cable end Screw terminals, 2 x 0.5...2 x 2.5 mm² (AWG 20...AWG 14) solid without cable end Screw terminals, 1 x 0.2...1 x 2.5 mm² (AWG 24...AWG 12) flexible with cable end Screw terminals, 2 x 0.2...2 x 1.5 mm² (AWG 24...AWG 16) flexible with cable end |  | 28 | 1 conductor: 0.5…3.3 (AWG 20…AWG 12) 2 conductors: 0.5…2.5 (AWG 20…AWG 14) ¦ IEC60947-1,Solid cable without cable end (screw terminal), 1 conductor: 0.5…2.5 (AWG 20…AWG 14) 2 conductors: 0.5…1.5 (AWG 20…AWG 16) ¦ IEC60947-1,Flexible cable with cable end (screw terminal), - ¦ IEC60947-1,Solid cable (spring terminal), - ¦ IEC60947-1,Flexible cable (spring terminal), | Screw terminals, 1 x 0.5...1 x 4 mm² (AWG 20...AWG 11) solid without cable end Screw terminals, 2 x 0.5...2 x 2.5 mm² (AWG 20...AWG 14) solid without cable end Screw terminals, 1 x 0.2...1 x 2.5 mm² (AWG 24...AWG 12) flexible with cable end Screw terminals, 2 x 0.2...2 x 1.5 mm² (AWG 24...AWG 16) flexible with cable end |  | 28 | 1 conductor: 0.5…3.3 (AWG 20…AWG 12) 2 conductors: 0.5…2.5 (AWG 20…AWG 14) ¦ IEC60947-1,Solid cable without cable end (screw terminal), 1 conductor: 0.5…2.5 (AWG 20…AWG 14) 2 conductors: 0.5…1.5 (AWG 20…AWG 16) ¦ IEC60947-1,Flexible cable with cable end (screw terminal), - ¦ IEC60947-1,Solid cable (spring terminal), - ¦ IEC60947-1,Flexible cable (spring terminal), | Screw terminals, 1 x 0.5...1 x 4 mm² (AWG 20...AWG 11) solid without cable end Screw terminals, 2 x 0.5...2 x 2.5 mm² (AWG 20...AWG 14) solid without cable end Screw terminals, 1 x 0.2...1 x 2.5 mm² (AWG 24...AWG 12) flexible with cable end Screw terminals, 2 x 0.2...2 x 1.5 mm² (AWG 24...AWG 16) flexible with cable end | [41 empty] | 0 | nan | Screw clamp terminals, <= 1 x 1.5 mm² with cable end |  | 0 | nan | Screw clamp terminals, <= 1 x 1.5 mm² with cable end
| contact bounce time | 2 | 1 | 2 | <= 10 ms | [8 empty] | 0 | nan | <= 10 ms |  | 0 | nan | <= 10 ms
| contacts material | 10 | 4 | 6 | Silver alloy (Ag/Ni) | [20 empty] | 50 | Cadmium free | Cadmium free | [13 empty] | 0 | nan | Silver alloy (Ag/Ni) |  | 0 | nan | Silver alloy (Ag/Ni) |  | 0 | nan | Silver alloy (Ag/Ni) |  | 0 | nan | Silver alloy (Ag/Ni) |  | 0 | nan | Silver alloy (Ag/Ni) |  | 0 | nan | Silver alloy (Ag/Ni) |  | 0 | nan | Silver alloy (AgSnO2In2O3) |  | 0 | nan | AgNi |  | 0 | nan | AgNi
| contacts type and composition | 2 | 2 | 1 | 1 C/O timed contact, cadmium free 1 C/O timed or instantaneous contact, cadmium free | 0 | nan | 1 C/O timed contact, cadmium free 1 C/O timed or instantaneous contact, cadmium free |  | 0 | nan | 1 C/O timed or instantaneous contact, cadmium free 2 C/O timed contact, cadmium free
| control circuit frequency | 4 | 2 | 3 | 50...60 Hz +/- 10 % | [16 empty] | 0 | Same as RM17TE00 ¦ ,Rated frequency, Same as RM17TE00 ¦ ,Frequency operating range, | 50...60 Hz +/- 10 % |  | 0 | nan | 40...70 Hz sinusoidal |  | 35 | 50 / 60 ¦ ,Rated frequency, 45…66 ¦ ,Frequency operating range, | 50...60 Hz +/- 10 % |  | 35 | 50 / 60 ¦ ,Rated frequency, 45…66 ¦ ,Frequency operating range, | 50...60 Hz +/- 10 %
| control circuit voltage limits | 5 | 2 | 3 | - 12 % + 10 % Un | [8 empty] | 0 | nan | 0.8...1.1 Uc conforming to IEC 60255 |  | 0 | nan | 0.8...1.1 Uc conforming to IEC 60255 |  | 0 | nan | - 12 % + 10 % Un | [5 empty] | 0 | nan | - 12 % + 10 % Un |  | 0 | nan | - 12 % + 10 % Un
| control type | 3 | 3 | 1 | Rotary knob Diagnostic button Potentiometer external | 0 | nan | Rotary knob Diagnostic button Potentiometer external |  | 0 | nan | Rotary knob Diagnostic button | [53 empty] | 0 | nan | Lockable test button
| creepage distance | 2 | 1 | 2 | 4 kV/3 conforming to IEC 60664-1 | 0 | nan | 4 kV/3 conforming to IEC 60664-1 |  | 0 | nan | 4 kV/3 conforming to IEC 60664-1
| current consumption | 1 | 1 | 1 | <= 40 mA for voltage output <= 60 mA for current output | [32 empty] | 0 | nan | <= 40 mA for voltage output <= 60 mA for current output
| delay at power up | 4 | 2 | 3 | 650 ms | [16 empty] | 0 | Same as RM17TE00 | 650 ms |  | 0 | =< 500 | 0.5 s |  | 30 | =< 650 Internal Design spec: >300ms and =< 650ms when product is fully discharged at min rated voltage | 650 ms |  | 30 | =< 650 Internal Design spec: >300ms and =< 650ms when product is fully discharged at min rated voltage | 650 ms
| device presentation | 9 | 1 | 9 | Complete product | [36 empty] | 0 | nan | Complete product |  | 0 | nan | Complete product |  | 0 | nan | Complete product |  | 0 | nan | Complete product |  | 0 | nan | Complete product |  | 0 | nan | Complete product |  | 0 | nan | Complete product |  | 0 | nan | Complete product |  | 0 | nan | Complete product
| dielectric strength | 1 | 1 | 1 | 1000 V AC between contacts with micro disconnection 5000 V AC between coil and contact with reinforced insulation | [60 empty] | 0 | nan | 1000 V AC between contacts with micro disconnection 5000 V AC between coil and contact with reinforced insulation
| drop-out voltage threshold | 9 | 3 | 4 | >= 0.15 Uc AC | [36 empty] | 0 | nan | >= 0.15 Uc AC |  | 0 | nan | >= 0.1 Uc DC |  | 0 | nan | >= 0.15 Uc AC |  | 0 | nan | >= 0.15 Uc AC |  | 0 | nan | >= 0.1 Uc DC |  | 0 | nan | >= 0.15 Uc AC |  | 0 | nan | >= 0.1 Uc DC |  | 0 | nan | >= 0.15 Uc |  | 0 | nan | >= 0.15 Uc
| electrical durability | 15 | 6 | 4 | 100000 cycles | 0 | nan | 100000 cycles, 8 A at 250 V, AC-1 100000 cycles, 2 A at 24 V, DC-1 |  | 0 | nan | 100000 cycles, 8 A at 250 V, AC-1 100000 cycles, 2 A at 24 V, DC-1 | [9 empty] | 0 | Same as RM17TE00 ¦ IEC60947-4-1,AC-1, Same as RM17TE00 ¦ IEC60947-4-1,DC-1, Same as RM17TE00 ¦ IEC60947-5-1,AC-15, Same as RM17TE00 ¦ IEC60947-5-1,DC-13, | 100000 cycles |  | 9 | 1 x 105 switching cycles ¦ IEC60947-4-1,AC-1, IEC60947-4-1,DC-1, IEC60947-5-1,AC-15, IEC60947-5-1,DC-13, | 100000 cycles |  | 0 | NO: 250VAC/5A, 100k cycles ¦ IEC60947-4-1,AC-1, NO: 24VDC/5A, 100k cycles ¦ IEC60947-4-1,DC-1, NO: 250VAC/0.15A, 100k cycles ¦ IEC60947-5-1,AC-15, NO: 24VDC/1A, 100k cycles ¦ IEC60947-5-1,DC-13, | 100000 cycles |  | 0 | NO: 250VAC/5A, 100k cycles ¦ IEC60947-4-1,AC-1, NO: 24VDC/5A, 100k cycles ¦ IEC60947-4-1,DC-1, NO: 250VAC/0.15A, 100k cycles ¦ IEC60947-5-1,AC-15, NO: 24VDC/1A, 100k cycles ¦ IEC60947-5-1,DC-13, | 100000 cycles | [5 empty] | 0 | nan | 100000 cycles, 16 A at 250 V, AC-1 NO 100000 cycles, 8 A at 250 V, AC-1 NC |  | 0 | nan | 100000 cycles, 16 A at 250 V, AC-1 NO 100000 cycles, 8 A at 250 V, AC-1 NC |  | 0 | nan | 100000 cycles, 8 A at 250 V, AC-1 NO 100000 cycles, 4 A at 250 V, AC-1 NC |  | 0 | nan | 100000 cycles, 8 A at 250 V, AC-1 NO 100000 cycles, 4 A at 250 V, AC-1 NC |  | 0 | nan | 100000 cycles, 8 A at 250 V, AC-1 NO 100000 cycles, 4 A at 250 V, AC-1 NC |  | 0 | nan | 100000 cycles, 8 A at 250 V, AC-1 NO 100000 cycles, 4 A at 250 V, AC-1 NC |  | 0 | nan | 100000 cycles for NO resistive load at 55 °C 100000 cycles for NC resistive load at 55 °C |  | 0 | nan | 100000 cycles for resistive load |  | 0 | nan | 100000 cycles for resistive load
| fixing mode | 1 | 1 | 1 | By screws (mounting plate) Clip-on (35 mm symmetrical DIN rail) | [32 empty] | 0 | nan | By screws (mounting plate) Clip-on (35 mm symmetrical DIN rail)
| housing material | 6 | 2 | 4 | Self-extinguishing plastic | 0 | nan | Self-extinguishing |  | 0 | nan | Self-extinguishing | [9 empty] | 0 | nan | Self-extinguishing plastic |  | 0 | nan | Self-extinguishing plastic |  | 0 | nan | Self-extinguishing plastic |  | 0 | nan | Self-extinguishing plastic
| hysteresis | 4 | 2 | 3 | 2 % | [16 empty] | 0 | Same as RM17TE00 ¦ ,Phase cut, Same as RM17TE00 ¦ ,Phase sequence, Same as RM17TE00 ¦ ,Over / undervoltage (symmetry windows mode), Same as RM17TE00 ¦ ,Over voltage, Same as RM17TE00 ¦ ,Undervoltage , Same as RM17TE00 ¦ ,Phase asymmetry, Same as RM17TE00 ¦ ,Disconnection of neutral, Same as RM17TE00 ¦ ,Voltage Regeneration, Same as RM17TE00 ¦ ,Extreme undervoltage (Phase loss), Same as RM17TE00 ¦ ,Extreme Overvoltage, Same as RM17TE00 ¦ ,Extreme Asymmetry, | 2 % |  | 0 | nan | 15 % fixed of threshold setting |  | 8 | All phase cut recover ¦ ,Phase cut, Total phase swap recover Internal design spec: L23 lags L13 < 180o ¦ ,Phase sequence, - ¦ ,Over / undervoltage (symmetry windows mode), - ¦ ,Over voltage, - ¦ ,Undervoltage , Fixed 2% of selected Un Internal design spec: 2% +/- 1.5% ¦ ,Phase asymmetry, - ¦ ,Disconnection of neutral, - ¦ ,Voltage Regeneration, All phases >195V Internal design spec: All phases >180V +/- 5% ¦ ,Extreme undervoltage (Phase loss), Internal design spec: All phases <533V +/- 5% ¦ ,Extreme Overvoltage, - ¦ ,Extreme Asymmetry, | 2 % |  | 10 | All phase cut recover ¦ ,Phase cut, Total phase swap recover Internal design spec: L23 lags L13 < 180o ¦ ,Phase sequence, Fixed 2% of selected Un Internal design spec: 2% +/- 1.5% ¦ ,Over / undervoltage (symmetry windows mode), - ¦ ,Over voltage, - ¦ ,Undervoltage , Fixed 2% of selected Un Internal design spec: 2% +/- 1.5% ¦ ,Phase asymmetry, - ¦ ,Disconnection of neutral, - ¦ ,Voltage Regeneration, All phases > 195V Internal design spec: All phases >180V +/- 5% ¦ ,Extreme undervoltage (Phase loss), Internal design spec: All phases <533V +/- 5% ¦ ,Extreme Overvoltage, - ¦ ,Extreme Asymmetry, | 2 %
| immunity to microbreaks | 2 | 1 | 2 | 10 ms | 0 | nan | 10 ms |  | 0 | nan | 10 ms
| input current | 1 | 1 | 1 | 100000 mA permanent at 25 °C 300000 mA non repetitive < 3 s at 25 °C | [20 empty] | 0 | nan | 100000 mA permanent at 25 °C 300000 mA non repetitive < 3 s at 25 °C
| insulation | 1 | 1 | 1 | Between supply and measurement | [20 empty] | 18 | IEC60664-1,Supply, IEC60664-1,Input 1, IEC60664-1,Input 2, IEC60664-1,Input 3, 4 ¦ IEC60664-1,Output 1, IEC60664-1,Output 2, IEC60664-1,Supply / Input 1,Galvanic IEC60664-1,Supply / Input 2,Isolated IEC60664-1,Supply / Input 3,Circuit IEC60664-1,Supply / Output 1, IEC60664-1,Supply / Output 2, IEC60664-1,Output 1 / Output 2, IEC60664-1,Input 1 / Output 1, IEC60664-1,Input 1 / Output 2, IEC60664-1,Input 2 / Output 1, 2 @ 50Hz for 1 minutes ¦ IEC60664-1,Input 2 / Output 2, IEC60664-1,Input 3 / Output 1, IEC60664-1,Input 3 / Output 2, IEC60664-1,Input 1 / Input 2, IEC60664-1,Input 2 / Input 3, IEC60664-1,Input 1 / Input 3, | Between supply and measurement
| insulation resistance | 7 | 3 | 4 | > 500 MOhm at 500 V DC conforming to IEC 60255-5 > 500 MOhm at 500 V DC conforming to IEC 60664-1 | 0 | nan | 100 MOhm at 500 V DC conforming to IEC 60664-1 |  | 0 | nan | 100 MOhm at 500 V DC conforming to IEC 60664-1 | [9 empty] | 0 | Same as RM17TE00 ¦ IEC60255-27,Supply / Input 1, Same as RM17TE00 ¦ IEC60255-27,Supply / Input 2, Same as RM17TE00 ¦ IEC60255-27,Supply / Input 3, Same as RM17TE00 ¦ IEC60255-27,Supply / Output 1, Same as RM17TE00 ¦ IEC60255-27,Supply / Output 2, Same as RM17TE00 ¦ IEC60255-27,Output 1 / Output 2, Same as RM17TE00 ¦ IEC60255-27,Input 1 / Output 1, Same as RM17TE00 ¦ IEC60255-27,Input 1 / Output 2, Same as RM17TE00 ¦ IEC60255-27,Input 2 / Output 1, Same as RM17TE00 ¦ IEC60255-27,Input 2 / Output 2, Same as RM17TE00 ¦ IEC60255-27,Input 3 / Output 1, Same as RM17TE00 ¦ IEC60255-27,Input 3 / Output 2, Same as RM17TE00 ¦ IEC60255-27,Input 1 / Input 2, Same as RM17TE00 ¦ IEC60255-27,Input 2 / Input 3, Same as RM17TE00 ¦ IEC60255-27,Input 1 / Input 3, | > 500 MOhm at 500 V DC conforming to IEC 60255-5 > 500 MOhm at 500 V DC conforming to IEC 60664-1 |  | 0 | IEC60255-27,Supply / Input 1, IEC60255-27,Supply / Input 2, IEC60255-27,Supply / Input 3, IEC60255-27,Supply / Output 1, IEC60255-27,Supply / Output 2, IEC60255-27,Output 1 / Output 2, IEC60255-27,Input 1 / Output 1, IEC60255-27,Input 1 / Output 2, IEC60255-27,Input 2 / Output 1, IEC60255-27,Input 2 / Output 2, IEC60255-27,Input 3 / Output 1, IEC60255-27,Input 3 / Output 2, IEC60255-27,Input 1 / Input 2, IEC60255-27,Input 2 / Input 3, IEC60255-27,Input 1 / Input 3, | > 500 MOhm at 500 V DC conforming to IEC 60255-5 > 500 MOhm at 500 V DC conforming to IEC 60664-1 |  | 6 | - ¦ IEC60255-27,Supply / Input 1, - ¦ IEC60255-27,Supply / Input 2, - ¦ IEC60255-27,Supply / Input 3, >100 MOhm at 500 V DC ¦ IEC60255-27,Supply / Output 1, - ¦ IEC60255-27,Supply / Output 2, - ¦ IEC60255-27,Output 1 / Output 2, - ¦ IEC60255-27,Input 1 / Output 1, - ¦ IEC60255-27,Input 1 / Output 2, - ¦ IEC60255-27,Input 2 / Output 1, - ¦ IEC60255-27,Input 2 / Output 2, - ¦ IEC60255-27,Input 3 / Output 1, - ¦ IEC60255-27,Input 3 / Output 2, - ¦ IEC60255-27,Input 1 / Input 2, - ¦ IEC60255-27,Input 2 / Input 3, - ¦ IEC60255-27,Input 1 / Input 3, | > 500 MOhm at 500 V DC conforming to IEC 60255-5 > 500 MOhm at 500 V DC conforming to IEC 60664-1 |  | 6 | - ¦ IEC60255-27,Supply / Input 1, - ¦ IEC60255-27,Supply / Input 2, - ¦ IEC60255-27,Supply / Input 3, >100 MOhm at 500 V DC ¦ IEC60255-27,Supply / Output 1, - ¦ IEC60255-27,Supply / Output 2, - ¦ IEC60255-27,Output 1 / Output 2, - ¦ IEC60255-27,Input 1 / Output 1, - ¦ IEC60255-27,Input 1 / Output 2, - ¦ IEC60255-27,Input 2 / Output 1, - ¦ IEC60255-27,Input 2 / Output 2, - ¦ IEC60255-27,Input 3 / Output 1, - ¦ IEC60255-27,Input 3 / Output 2, - ¦ IEC60255-27,Input 1 / Input 2, - ¦ IEC60255-27,Input 2 / Input 3, - ¦ IEC60255-27,Input 1 / Input 3, | > 500 MOhm at 500 V DC conforming to IEC 60255-5 > 500 MOhm at 500 V DC conforming to IEC 60664-1 | [29 empty] | 0 | nan | 1000 MOhm at 500 V DC
| load current | 1 | 1 | 1 | 10 A at 250 V AC | [60 empty] | 0 | nan | 10 A at 250 V AC
| local signalling | 6 | 4 | 3 | LED (green) for power ON LED (yellow) for relay ON | [16 empty] | 4 | Same as RM17TE00 Same as RM17TE00 ¦ ,Power supply availability, Same as RM17TE00 ¦ ,Power supply not availability, Same as RM17TE00 ¦ ,Timing in-progress, Same as RM17TE00 ¦ ,Output is energized, Same as RM17TE00 ¦ ,Output is de-energized, Same as RM17TE00 ¦ ,Range Setting Changes, Same as RM17TE00 ¦ ,Phase Cut, Same as RM17TE00 ¦ ,Phase Sequence Swap, Same as RM17TE00 ¦ ,Undervoltage <U, Same as RM17TE00 ¦ ,Overvoltage >U, Same as RM17TE00 ¦ ,Phase Asymmetry, Same as RM17TE00 ¦ ,Voltage Regeneration, Same as RM17TE00 ¦ ,Extreme Undervoltage <U (Phase loss), Same as RM17TE00 ¦ ,Extreme Overvoltage >U, Same as RM17TE00 ¦ ,Extreme Phase Asymmetry, | LED (green)power ON: LED (yellow)relay ON: |  | 0 | Power supply availability, Power supply not availability, Timing in-progress, Output is energized, Output is de-energized, Range Setting Changes, | LED (green) for power ON LED (yellow) for relay ON |  | 11 | Un (Green) R (Amber) Un - ON ¦ ,Power supply availability, Un - OFF ¦ ,Power supply not availability, R - Slow Blink (50% ON; 50% OFF) @ 1Hz ¦ ,Timing in-progress, R - ON ¦ ,Output is energized, R - OFF ¦ ,Output is de-energized, All LEDs - Fast Blink (5% ON; 95% OFF) @ 1Hz ¦ ,Range Setting Changes, - ¦ ,Phase Cut, - ¦ ,Phase Sequence Swap, - ¦ ,Undervoltage <U, - ¦ ,Overvoltage >U, - ¦ ,Phase Asymmetry, - ¦ ,Voltage Regeneration, - ¦ ,Extreme Undervoltage <U (Phase loss), - ¦ ,Extreme Overvoltage >U, - ¦ ,Extreme Phase Asymmetry, | LED (green) for power ON LED (yellow) for relay ON |  | 11 | Un (Green) R (Amber) Un - ON ¦ ,Power supply availability, Un - OFF ¦ ,Power supply not availability, R - Slow Blink (50% ON; 50% OFF) @ 1Hz ¦ ,Timing in-progress, R - ON ¦ ,Output is energized, R - OFF ¦ ,Output is de-energized, All LEDs - Fast Blink (5% ON; 95% OFF) @ 1Hz ¦ ,Range Setting Changes, - ¦ ,Phase Cut, - ¦ ,Phase Sequence Swap, - ¦ ,Undervoltage <U, - ¦ ,Overvoltage >U, - ¦ ,Phase Asymmetry, - ¦ ,Voltage Regeneration, - ¦ ,Extreme Undervoltage <U (Phase loss), - ¦ ,Extreme Overvoltage >U, - ¦ ,Extreme Phase Asymmetry, | LED (green) for power ON LED (yellow) for relay ON |  | 0 | nan | LED (green) for power ON | [25 empty] | 0 | nan | Flag
| marking | 11 | 2 | 10 | CE | [16 empty] | 18 | CCC, CE, China ROHS | CE |  | 8 | UL, CSA, GL, C-Tick, GOST, CE, CCC | CE : 73/23/EEC CE : EMC 89/336/EEC |  | 7 | UL, CSA, DNVGL, RCM, EAC, CCC, CE, China ROHS | CE |  | 7 | UL, CSA, DNVGL, RCM, EAC, CCC, CE, China ROHS | CE |  | 0 | nan | CE |  | 0 | nan | CE |  | 0 | nan | CE |  | 0 | nan | CE |  | 0 | nan | CE |  | 0 | nan | CE |  | 0 | nan | CE
| maximum measuring cycle | 4 | 2 | 3 | 150 ms measurement cycle as true rms value | [16 empty] | 15 | Same as RM17TE00 ¦ ,Maximum measuring cycles, | 150 ms measurement cycle as true rms value |  | 0 | nan | 30 ms measurement cycle as true rms value |  | 29 | 150ms / measurement as true rms value ¦ ,Maximum measuring cycles, | 150 ms measurement cycle as true rms value |  | 29 | 150ms / measurement as true rms value ¦ ,Maximum measuring cycles, | 150 ms measurement cycle as true rms value
| maximum power consumption in W | 1 | 1 | 1 | 1 W | [20 empty] | 0 | ~ 3VA, -- 1W | 1 W
| maximum switching capacity | 9 | 5 | 4 | 2000 VA AC 224 W DC | [36 empty] | 0 | nan | 4000 VA AC 448 W DC |  | 0 | nan | 4000 VA AC 448 W DC |  | 0 | nan | 2000 VA AC 224 W DC |  | 0 | nan | 2000 VA AC 224 W DC |  | 0 | nan | 2000 VA AC 224 W DC |  | 0 | nan | 2000 VA AC 224 W DC |  | 0 | nan | 2500 VA |  | 0 | nan | 3000 VA/336 W |  | 0 | nan | 1500 VA/168 W
| maximum switching current | 5 | 2 | 3 | 5 A AC 5 A DC | 0 | nan | 8 A |  | 0 | nan | 8 A | [9 empty] | 0 | nan | 5 A AC 5 A DC | [5 empty] | 0 | nan | 5 A AC 5 A DC |  | 0 | nan | 5 A AC 5 A DC
| maximum switching voltage | 15 | 6 | 6 | 300 V DC 400 V AC | 0 | nan | 250 V AC |  | 0 | nan | 250 V AC | [9 empty] | 0 | nan | 250 V AC 250 V DC |  | 0 | nan | 250 V AC/DC |  | 0 | nan | 250 V AC 250 V DC |  | 0 | nan | 250 V AC 250 V DC | [5 empty] | 0 | nan | 300 V DC 400 V AC |  | 0 | nan | 300 V DC 400 V AC |  | 0 | nan | 300 V DC 400 V AC |  | 0 | nan | 300 V DC 400 V AC |  | 0 | nan | 300 V DC 400 V AC |  | 0 | nan | 300 V DC 400 V AC |  | 0 | nan | 250 V AC 30 V DC |  | 0 | nan | 250 V conforming to IEC |  | 0 | nan | 250 V conforming to IEC
| maximum voltage drop | 2 | 1 | 2 | <100 V for 3 A at 24 V | [8 empty] | 0 | nan | <100 V for 3 A at 24 V |  | 0 | nan | <100 V for 3 A at 24 V
| measurement accuracy | 1 | 1 | 1 | +/- 10 % of the full scale value | [20 empty] | 0 | nan | +/- 10 % of the full scale value
| measurement error | 5 | 3 | 3 | < 0.05 %/°C with temperature variation < 1 % over the whole range with voltage variation | [16 empty] | 0 | nan | < 0.05 %/°C with temperature variation < 1 % over the whole range with voltage variation |  | 0 | nan | +/- 0.05 %/°C with temperature variation < 1 % over the whole range with voltage variation |  | 0 | nan | < 0.05 %/°C with temperature variation < 1 % over the whole range with voltage variation |  | 0 | nan | < 0.05 %/°C with temperature variation < 1 % over the whole range with voltage variation |  | 0 | nan | +/- 10 % of full scale at 20 °C (electromagnetic interference of 10 V/m) +/- 1 % of full scale at 20 °C
| measurement voltage limits | 2 | 1 | 2 | 183…528 V AC | [24 empty] | 0 | nan | 183…528 V AC |  | 0 | nan | 183…528 V AC
| mechanical durability | 17 | 3 | 10 | 30000000 cycles | 0 | nan | 10000000 cycles |  | 0 | nan | 10000000 cycles |  | 0 | nan | 20000000 cycles |  | 0 | nan | 20000000 cycles |  | 0 | Same as RM17TE00 ¦ IEC61810-1 | 30000000 cycles |  | 19 | 30 x 106 switching cycles ¦ IEC61810-1 | 30000000 cycles |  | 20 | 30 x 106 cycles ¦ IEC61810-1 | 30000000 cycles |  | 20 | 30 x 106 cycles ¦ IEC61810-1 | 30000000 cycles | [5 empty] | 0 | nan | 30000000 cycles |  | 0 | nan | 30000000 cycles |  | 0 | nan | 30000000 cycles |  | 0 | nan | 30000000 cycles |  | 0 | nan | 30000000 cycles |  | 0 | nan | 30000000 cycles |  | 0 | nan | 10000000 cycles |  | 0 | nan | 10000000 cycles |  | 0 | nan | 10000000 cycles
| minimum switching capacity | 11 | 5 | 6 | 300 mW at 5 mA | [8 empty] | 0 | nan | 150 mVA at 10 mA, 1 V |  | 0 | nan | 50 mVA at 1 mA, 1 V | [21 empty] | 0 | nan | 300 mW at 5 mA |  | 0 | nan | 300 mW at 5 mA |  | 0 | nan | 300 mW at 5 mA |  | 0 | nan | 300 mW at 5 mA |  | 0 | nan | 300 mW at 5 mA |  | 0 | nan | 300 mW at 5 mA |  | 0 | nan | 500 mW at 100 mA, 5 V DC |  | 0 | nan | 170 mW at 10 mA, 17 V |  | 0 | nan | 170 mW at 10 mA, 17 V
| minimum switching current | 11 | 2 | 6 | 5 mA | 0 | nan | 10 mA at 5 V DC |  | 0 | nan | 10 mA at 5 V DC | [9 empty] | 0 | nan | 10 mA at 5 V DC | [5 empty] | 0 | nan | 10 mA at 5 V DC |  | 0 | nan | 10 mA at 5 V DC | [5 empty] | 0 | nan | 5 mA |  | 0 | nan | 5 mA |  | 0 | nan | 5 mA |  | 0 | nan | 5 mA |  | 0 | nan | 5 mA |  | 0 | nan | 5 mA
| minimum switching voltage | 6 | 1 | 6 | 5 V | [36 empty] | 0 | nan | 5 V |  | 0 | nan | 5 V |  | 0 | nan | 5 V |  | 0 | nan | 5 V |  | 0 | nan | 5 V |  | 0 | nan | 5 V
| mounting position | 3 | 1 | 3 | Any position | 0 | nan | Any position |  | 0 | nan | Any position | [53 empty] | 0 | nan | Any position
| mounting support | 6 | 2 | 4 | 35 mm symmetrical DIN rail conforming to EN/IEC 60715 | 0 | nan | 35 mm DIN rail conforming to EN/IEC 60715 |  | 0 | nan | 35 mm DIN rail conforming to EN/IEC 60715 | [9 empty] | 0 | Same as RM17TE00 ¦ IEC/EN 60715,Without socket, Same as RM17TE00 ¦ IEC/EN 60715,With socket, | 35 mm symmetrical DIN rail conforming to EN/IEC 60715 |  | 27 | On Top Hat 35mm DIN rail ¦ IEC/EN 60715,Without socket, - ¦ IEC/EN 60715,With socket, | 35 mm symmetrical DIN rail conforming to EN/IEC 60715 |  | 41 | On 35 mm DIN rail ¦ IEC/EN 60715,Without socket, - ¦ IEC/EN 60715,With socket, | 35 mm symmetrical DIN rail conforming to EN/IEC 60715 |  | 41 | On 35 mm DIN rail ¦ IEC/EN 60715,Without socket, - ¦ IEC/EN 60715,With socket, | 35 mm symmetrical DIN rail conforming to EN/IEC 60715
| net weight | 14 | 6 | 6 | 0.13 kg | 0 | nan | 0.105 kg |  | 0 | nan | 0.105 kg |  | 0 | nan | 0.13 kg |  | 0 | nan | 0.13 kg |  | 0 | Same as RM17TE00 | 0.13 kg |  | 0 | 110 | 0.13 kg |  | 0 | 80 | 0.13 kg |  | 0 | 80 | 0.13 kg |  | 0 | nan | 0.12 kg | [25 empty] | 0 | nan | 0.02 kg |  | 0 | nan | 0.037 kg |  | 0 | nan | 0.037 kg |  | 0 | nan | 0.08 kg |  | 0 | nan | 0.08 kg
| nominal output current | 4 | 1 | 4 | 5 A | [16 empty] | 0 | nan | 5 A |  | 0 | nan | 5 A |  | 0 | nan | 5 A |  | 0 | nan | 5 A
| operate time | 2 | 1 | 2 | 20 ms | [64 empty] | 0 | nan | 20 ms |  | 0 | nan | 20 ms
| operating position | 14 | 2 | 10 | Any position | [8 empty] | 0 | nan | Any position |  | 0 | nan | Any position |  | 0 | Same as RM17TE00 ¦ ,In relation to normal vertical mounting plane, | Any position without derating |  | 19 | Any position ¦ ,In relation to normal vertical mounting plane, | Any position without derating |  | 19 | Any position ¦ ,In relation to normal vertical mounting plane, | Any position without derating |  | 19 | Any position ¦ ,In relation to normal vertical mounting plane, | Any position without derating | [5 empty] | 0 | nan | Any position |  | 0 | nan | Any position |  | 0 | nan | Any position |  | 0 | nan | Any position |  | 0 | nan | Any position |  | 0 | nan | Any position | [5 empty] | 0 | nan | Any position |  | 0 | nan | Any position
| operating rate | 13 | 4 | 6 | <= 600 cycles/hour under load <= 72000 cycles/hour no-load | [16 empty] | 0 | nan | <= 360 operations/hour full load |  | 0 | nan | <= 360 operations/hour full load |  | 0 | nan | <= 360 operations/hour full load |  | 0 | nan | <= 360 operations/hour full load | [5 empty] | 0 | nan | <= 600 cycles/hour under load <= 72000 cycles/hour no-load |  | 0 | nan | <= 600 cycles/hour under load <= 72000 cycles/hour no-load |  | 0 | nan | <= 600 cycles/hour under load <= 72000 cycles/hour no-load |  | 0 | nan | <= 600 cycles/hour under load <= 72000 cycles/hour no-load |  | 0 | nan | <= 600 cycles/hour under load <= 72000 cycles/hour no-load |  | 0 | nan | <= 600 cycles/hour under load <= 72000 cycles/hour no-load |  | 0 | nan | <= 1800 cycles/hour under load <= 18000 cycles/hour no-load |  | 0 | nan | <= 1200 cycles/hour under load <= 18000 cycles/hour no-load |  | 0 | nan | <= 1200 cycles/hour under load <= 18000 cycles/hour no-load
| operating time | 6 | 2 | 4 | 10 ms between coil de-energisation and making of the Off-delay contact 12 ms between coil energisation and making of the On-delay contact | [36 empty] | 0 | nan | 10 ms between coil de-energisation and making of the Off-delay contact 12 ms between coil energisation and making of the On-delay contact |  | 0 | nan | 4 ms between coil de-energisation and making of the Off-delay contact 9 ms between coil energisation and making of the On-delay contact |  | 0 | nan | 10 ms between coil de-energisation and making of the Off-delay contact 12 ms between coil energisation and making of the On-delay contact |  | 0 | nan | 10 ms between coil de-energisation and making of the Off-delay contact 12 ms between coil energisation and making of the On-delay contact |  | 0 | nan | 4 ms between coil de-energisation and making of the Off-delay contact 9 ms between coil energisation and making of the On-delay contact |  | 0 | nan | 10 ms between coil de-energisation and making of the Off-delay contact 12 ms between coil energisation and making of the On-delay contact
| operating voltage tolerance | 1 | 1 | 1 | - 15 % + 10 % Un | [20 empty] | 0 | nan | - 15 % + 10 % Un
| output contacts | 4 | 1 | 4 | 1 C/O | [16 empty] | 0 | nan | 1 C/O |  | 0 | nan | 1 C/O |  | 0 | nan | 1 C/O |  | 0 | nan | 1 C/O
| overvoltage category | 6 | 1 | 6 | III conforming to IEC 60664-1 | 0 | nan | III conforming to IEC 60664-1 |  | 0 | nan | III conforming to IEC 60664-1 | [9 empty] | 0 | Same as RM17TE00 ¦ IEC60664-1 | III conforming to IEC 60664-1 |  | 29 | III ¦ IEC60664-1 | III conforming to IEC 60664-1 |  | 0 | 3 ¦ IEC60664-1 | III conforming to IEC 60664-1 |  | 0 | 3 ¦ IEC60664-1 | III conforming to IEC 60664-1
| phase failure sensitivity | 3 | 1 | 3 | 0.7 Un | [16 empty] | 0 | nan | 0.7 Un | [5 empty] | 0 | nan | 0.7 Un |  | 0 | nan | 0.7 Un
| polarity | 1 | 1 | 1 | Yes DC | [20 empty] | 0 | nan | Yes DC
| power consumption in VA | 5 | 2 | 3 | 0…22 VA at 400 V AC 50 Hz | 0 | nan | 3 VA at 240 V AC |  | 0 | nan | 3 VA at 240 V AC | [9 empty] | 0 | Same as RM17TE00 | 0…22 VA at 400 V AC 50 Hz | [5 empty] | 0 | 28VA @ 480VAC, 60Hz 18VA @ 400VAC, 50Hz | 0…22 VA at 400 V AC 50 Hz |  | 0 | 28VA @ 480VAC, 60Hz 18VA @ 400VAC, 50Hz | 0…22 VA at 400 V AC 50 Hz
| power consumption in W | 2 | 1 | 2 | 1.5 W at 240 V DC | 0 | nan | 1.5 W at 240 V DC |  | 0 | nan | 1.5 W at 240 V DC
| protection category | 8 | 1 | 8 | RT I | [36 empty] | 0 | nan | RT I |  | 0 | nan | RT I |  | 0 | nan | RT I |  | 0 | nan | RT I |  | 0 | nan | RT I |  | 0 | nan | RT I | [5 empty] | 0 | nan | RT I |  | 0 | nan | RT I
| protection type | 1 | 1 | 1 | Overvoltage protection on output (+/- 30 V) Reverse polarity protection on output Short-circuit protection on output | [32 empty] | 0 | nan | Overvoltage protection on output (+/- 30 V) Reverse polarity protection on output Short-circuit protection on output
| rated operational voltage limits | 2 | 1 | 2 | 19.2...26.4 V AC | [64 empty] | 0 | nan | 19.2...26.4 V AC |  | 0 | nan | 19.2...26.4 V AC
| release time | 2 | 1 | 2 | 20 ms | [64 empty] | 0 | nan | 20 ms |  | 0 | nan | 20 ms
| repeat accuracy | 9 | 5 | 3 | 0.5 % for input and measurement circuit 3 % for time delay | 0 | nan | +/- 0.5 % conforming to IEC 61812-1 |  | 0 | nan | +/- 0.5 % conforming to IEC 61812-1 |  | 0 | nan | +/- 1 % |  | 0 | nan | +/- 1 % |  | 0 | Same as RM17TE00 ¦ ,Repeat accuracy (constant parameters), | 0.5 % for input and measurement circuit 3 % for time delay |  | 0 | nan | +/- 0.5 % for input and measurement circuit |  | 13 | +/- 0.5% ¦ ,Repeat accuracy (constant parameters), | 0.5 % for input and measurement circuit 3 % for time delay |  | 13 | +/- 0.5% ¦ ,Repeat accuracy (constant parameters), | 0.5 % for input and measurement circuit 3 % for time delay |  | 0 | nan | +/- 0.25 % full scale at 20 °C +/- 0.8 % full scale at 60 °C
| reset time | 5 | 2 | 3 | 1500 ms time delay | [8 empty] | 0 | nan | 100 ms |  | 0 | nan | 100 ms |  | 0 | Same as RM17TE00 ¦ ,through Un power reset, Same as RM17TE00 ¦ ,through front panel reset, Same as RM17TE00 ¦ ,through input control reset, | 1500 ms time delay | [5 empty] | 11 | =< 1500 at maximum rated supply voltage ¦ ,through Un power reset, - ¦ ,through front panel reset, - ¦ ,through input control reset, | 1500 ms time delay |  | 11 | =< 1500 at maximum rated supply voltage ¦ ,through Un power reset, - ¦ ,through front panel reset, - ¦ ,through input control reset, | 1500 ms time delay
| resistive rated load | 8 | 4 | 4 | 8 A at 250 V AC 8 A at 28 V DC | [36 empty] | 0 | nan | 16 A at 250 V AC 16 A at 28 V DC |  | 0 | nan | 16 A at 250 V AC 16 A at 28 V DC |  | 0 | nan | 8 A at 250 V AC 8 A at 28 V DC |  | 0 | nan | 8 A at 250 V AC 8 A at 28 V DC |  | 0 | nan | 8 A at 250 V AC 8 A at 28 V DC |  | 0 | nan | 8 A at 250 V AC 8 A at 28 V DC | [5 empty] | 0 | nan | 12 A at 250 V AC 12 A at 28 V DC |  | 0 | nan | 6 A at 250 V AC 6 A at 28 V DC
| response time | 4 | 1 | 4 | < 200 ms (in the event of a fault) | [16 empty] | 17 | Same as RM17TE00 ¦ ,on crossing the threshold, Same as RM17TE00 Same as RM17TE00 Same as RM17TE00 Same as RM17TE00 | < 200 ms (in the event of a fault) |  | 25 | =< 200 ¦ ,on crossing the threshold, | < 200 ms (in the event of a fault) |  | 25 | =< 200 ¦ ,on crossing the threshold, - - - - | < 200 ms (in the event of a fault) |  | 25 | =< 200 ¦ ,on crossing the threshold, - - - - | < 200 ms (in the event of a fault)
| safety reliability data | 15 | 6 | 9 | B10d = 100000 | 0 | nan | B10d = 200000 MTTFd = 216.8 years |  | 0 | nan | MTTFd = 251.1 years B10d = 230000 | [9 empty] | 0 | Same as RM17TE00 ¦ ,MTTF, Same as RM17TE00 ¦ ,B10, | B10d = 470000 MTTFd = 502.2 years | [5 empty] | 0 | 4,400,000 hours ¦ ,MTTF, 470,000 hours ¦ ,B10, | MTTFd = 502.2 years B10d = 470000 |  | 0 | 4,400,000 hours ¦ ,MTTF, 470,000 hours ¦ ,B10, | MTTFd = 502.2 years B10d = 470000 |  | 0 | nan | B10d = 45447 MTTFd = 49.2 years |  | 0 | nan | B10d = 100000 |  | 0 | nan | B10d = 100000 |  | 0 | nan | B10d = 100000 |  | 0 | nan | B10d = 100000 |  | 0 | nan | B10d = 100000 |  | 0 | nan | B10d = 100000 |  | 0 | nan | B10d = 100000 |  | 0 | nan | B10d = 100000 |  | 0 | nan | B10d = 100000
| sale per indivisible quantity | 6 | 1 | 6 | 10 | [36 empty] | 0 | nan | 10 |  | 0 | nan | 10 |  | 0 | nan | 10 |  | 0 | nan | 10 |  | 0 | nan | 10 |  | 0 | nan | 10
| setting accuracy of time delay | 4 | 2 | 2 | +/- 10 % of full scale at 25 °C conforming to IEC 61812-1 | 0 | nan | +/- 10 % of full scale at 25 °C conforming to IEC 61812-1 |  | 0 | nan | +/- 10 % of full scale at 25 °C conforming to IEC 61812-1 |  | 0 | nan | +/- 15 % of full scale |  | 0 | nan | +/- 15 % of full scale
| shape of pin | 8 | 1 | 8 | Flat | [36 empty] | 0 | nan | Flat |  | 0 | nan | Flat |  | 0 | nan | Flat |  | 0 | nan | Flat |  | 0 | nan | Flat |  | 0 | nan | Flat | [5 empty] | 0 | nan | Flat |  | 0 | nan | Flat
| status LED | 3 | 2 | 2 | LED backlight green (steady) for dial pointer indication LED yellow (steady) for output relay energised LED yellow (fast flashing) for timing in progress and output relay de-energised LED yellow (slow flashing) for timing in progress and output relay energised | 0 | nan | LED backlight green (steady) for dial pointer indication LED yellow (steady) for output relay energised LED yellow (fast flashing) for timing in progress and output relay de-energised LED yellow (slow flashing) for timing in progress and output relay energised |  | 0 | nan | LED backlight green (steady) for dial pointer indication LED yellow (steady) for output relay energised LED yellow (fast flashing) for timing in progress and output relay de-energised LED yellow (slow flashing) for timing in progress and output relay energised | [53 empty] | 0 | nan | Without
| supply frequency | 5 | 2 | 3 | 50/60 Hz +/- 10 % | 0 | nan | 50...60 Hz +/- 5 % |  | 0 | nan | 50...60 Hz +/- 5 % | [9 empty] | 0 | Same as RM17TE00 Same as RM17TE00 | 50/60 Hz +/- 10 % | [5 empty] | 0 | 50 / 60 45…66 | 50/60 Hz +/- 10 % |  | 0 | 50 / 60 45…66 | 50/60 Hz +/- 10 %
| supply voltage limits | 4 | 2 | 3 | 183…528 V AC | [16 empty] | 0 | Same as RM17TE00 Same as RM17TE00 | 183…528 V AC |  | 50 | ~/-- 24…240 ~/-- 20.4…264 | 20.4…264 V AC/DC |  | 0 | ~ 3 x 208…3 x 480 ~ 3 x 183…3 x 528 | 183…528 V AC |  | 0 | ~ 3 x 208…3 x 480 ~ 3 x 183…3 x 528 | 183…528 V AC
| surge withstand | 1 | 1 | 1 | 0.5 kV during 1.2/50 µs conforming to IEC 61000-4-5 | [32 empty] | 0 | nan | 0.5 kV during 1.2/50 µs conforming to IEC 61000-4-5
| switching capacity in VA | 2 | 1 | 2 | 2000 VA | 0 | nan | 2000 VA |  | 0 | nan | 2000 VA
| switching time | 2 | 1 | 2 | 1...3 ms AC for energisation/de-energisation 0.5...6 ms AC for de-energisation/energisation 1...4 ms DC for energisation/de-energisation 1.2...4 ms DC for de-energisation/energisation | [8 empty] | 0 | nan | 1...3 ms AC for energisation/de-energisation 0.5...6 ms AC for de-energisation/energisation 1...4 ms DC for energisation/de-energisation 1.2...4 ms DC for de-energisation/energisation |  | 0 | nan | 1...3 ms AC for energisation/de-energisation 0.5...6 ms AC for de-energisation/energisation 1...4 ms DC for energisation/de-energisation 1.2...4 ms DC for de-energisation/energisation
| temperature coefficient | 1 | 1 | 1 | 200 ppm/°C | [32 empty] | 0 | nan | 200 ppm/°C
| temperature drift | 2 | 1 | 2 | +/- 0.05 %/°C | 0 | nan | +/- 0.05 %/°C |  | 0 | nan | +/- 0.05 %/°C
| terminals description ISO n°1 | 4 | 4 | 1 | (GND)GROUND (COM-1)PW | [8 empty] | 0 | nan | (31-32-34)OC (41-42-44)OC (11-12-14)OC (21-22-24)OC (A1-A2)CO |  | 0 | nan | (A1-A2)CO (41-42-44)OC (21-22-24)OC (31-32-34)OC (11-12-14)OC | [57 empty] | 0 | nan | (GND)GROUND (COM-1)PW |  | 0 | nan | (COM-1)PW (GND)GROUND
| test levels | 3 | 1 | 3 | Level A group mounting | [60 empty] | 0 | nan | Level A group mounting |  | 0 | nan | Level A group mounting |  | 0 | nan | Level A group mounting
| threshold adjustment voltage | 3 | 3 | 1 | +2...+17 % in the range 480 V AC 2...20 % of Un selected -2...-17 % in the range 220 V AC -2...-12 % in the range 208 V AC | [16 empty] | 0 | nan | -2...-12 % in the range 208 V AC 2...20 % of Un selected +2...+17 % in the range 480 V AC -2...-17 % in the range 220 V AC | [5 empty] | 0 | nan | +2...+17 % in the range 480 V AC 2...20 % of Un selected -2...-17 % in the range 220 V AC -2...-12 % in the range 208 V AC |  | 0 | nan | -2...-17 % in the range 220 V AC +2...+17 % in the range 480 V AC -2...-12 % in the range 208 V AC 2...20 % of Un selected
| threshold setting | 1 | 1 | 1 | 10...100 % | [20 empty] | 0 | nan | 10...100 %
| tightening torque | 7 | 2 | 6 | 0.6…1 N.m conforming to IEC 60947-1 | 0 | nan | 0.6…1 N.m conforming to IEC 60947-1 |  | 0 | nan | 0.6…1 N.m conforming to IEC 60947-1 | [9 empty] | 0 | Same as RM17TE00 ¦ IEC60947-1,Tightening torque, | 0.6…1 N.m conforming to IEC 60947-1 |  | 17 | 0.6…1 ¦ IEC60947-1,Tightening torque, | 0.6…1 N.m conforming to IEC 60947-1 |  | 16 | 0.6…1 Nm ¦ IEC60947-1,Tightening torque, | 0.6…1 N.m conforming to IEC 60947-1 |  | 16 | 0.6…1 Nm ¦ IEC60947-1,Tightening torque, | 0.6…1 N.m conforming to IEC 60947-1 |  | 0 | nan | 0.6…1.1 N.m
| time delay range | 2 | 2 | 1 | 0.05...1 s 0.3...3 s 3...30 h 30...300 min 10...100 s 30...300 s 3...30 s 30...300 h 1...10 s 3...30 min | 0 | nan | 0.05...1 s 0.3...3 s 3...30 h 30...300 min 10...100 s 30...300 s 3...30 s 30...300 h 1...10 s 3...30 min |  | 0 | nan | 10...100 s 3...30 h 1...10 s 3...30 s 30...300 h 0.3...3 s 0.05...1 s 30...300 min 30...300 s 3...30 min
| time delay type | 2 | 2 | 1 | Aw A | 0 | nan | Aw A |  | 0 | nan | C
| torque value | 1 | 1 | 1 | 0.8 N.m | [60 empty] | 0 | nan | 0.8 N.m
| utilisation category | 3 | 1 | 3 | AC-12 conforming to IEC 60947-5-1 AC-13 conforming to IEC 60947-5-1 AC-14 conforming to IEC 60947-5-1 AC-15 conforming to IEC 60947-5-1 DC-12 conforming to IEC 60947-5-1 DC-13 conforming to IEC 60947-5-1 | [16 empty] | 0 | nan | AC-12 conforming to IEC 60947-5-1 AC-13 conforming to IEC 60947-5-1 AC-14 conforming to IEC 60947-5-1 AC-15 conforming to IEC 60947-5-1 DC-12 conforming to IEC 60947-5-1 DC-13 conforming to IEC 60947-5-1 | [5 empty] | 0 | nan | AC-12 conforming to IEC 60947-5-1 AC-13 conforming to IEC 60947-5-1 AC-14 conforming to IEC 60947-5-1 AC-15 conforming to IEC 60947-5-1 DC-12 conforming to IEC 60947-5-1 DC-13 conforming to IEC 60947-5-1 |  | 0 | nan | AC-12 conforming to IEC 60947-5-1 AC-13 conforming to IEC 60947-5-1 AC-14 conforming to IEC 60947-5-1 AC-15 conforming to IEC 60947-5-1 DC-12 conforming to IEC 60947-5-1 DC-13 conforming to IEC 60947-5-1
| utilisation coefficient | 1 | 1 | 1 | 20 % | [60 empty] | 0 | nan | 20 %
| voltage drift | 2 | 1 | 2 | +/- 0.2 %/V | 0 | nan | +/- 0.2 %/V |  | 0 | nan | +/- 0.2 %/V
| voltage range | 5 | 2 | 3 | 208...480 V phase to phase | 0 | nan | 0.85...1.1 Us |  | 0 | nan | 0.85...1.1 Us | [9 empty] | 0 | Same as RM17TE00 ¦ IEC61810-1,Rated switching voltage, | 208...480 V phase to phase | [5 empty] | 0 | 250V ¦ IEC61810-1,Rated switching voltage, | 208...480 V phase to phase |  | 0 | 250V ¦ IEC61810-1,Rated switching voltage, | 208...480 V phase to phase
| width | 6 | 2 | 4 | 17.5 mm | 0 | nan | 22.5 mm |  | 0 | nan | 22.5 mm | [9 empty] | 0 | Same as RM17TE00 ¦ ,Width, | 17.5 mm |  | 14 | 17.5 x 90 x 72 ¦ ,Width, | 17.5 mm |  | 19 | 17.5 ¦ ,Width, | 17.5 mm |  | 19 | 17.5 ¦ ,Width, | 17.5 mm
Contractual warranty | Warranty | 16 | 1 | 16 | 18 months | [8 empty] | 0 | nan | 18 months |  | 0 | nan | 18 months | [5 empty] | 0 | nan | 18 months |  | 0 | nan | 18 months |  | 0 | nan | 18 months |  | 0 | nan | 18 months |  | 0 | nan | 18 months |  | 0 | nan | 18 months |  | 0 | nan | 18 months |  | 0 | nan | 18 months |  | 0 | nan | 18 months |  | 0 | nan | 18 months | [5 empty] | 0 | nan | 18 months |  | 0 | nan | 18 months |  | 0 | nan | 18 months |  | 0 | nan | 18 months
Environment | IP degree of protection | 18 | 6 | 8 | IP40 conforming to EN/IEC 60529 | 0 | nan | IP40 housing: conforming to IEC 60529 IP20 terminals: conforming to IEC 60529 IP50 front panel: conforming to IEC 60529 |  | 0 | nan | IP40 housing: conforming to IEC 60529 IP20 terminals: conforming to IEC 60529 IP50 front panel: conforming to IEC 60529 | [9 empty] | 0 | Same as RM17TE00 ¦ IEC60529,Terminal Block, Same as RM17TE00 ¦ IEC60529,Housing, Same as RM17TE00 ¦ IEC60529,Front Panel, | IP20 (terminals) conforming to IEC 60529 IP30 (casing) conforming to IEC 60529 |  | 23 | IP20 ¦ IEC60529,Terminal Block, IP30 ¦ IEC60529,Housing, IEC60529,Front Panel, | IP20 (terminals) conforming to IEC 60529 IP30 (casing) conforming to IEC 60529 |  | 24 | IP20 ¦ IEC60529,Terminal Block, IP30 ¦ IEC60529,Housing, - ¦ IEC60529,Front Panel, | IP20 (terminals) conforming to IEC 60529 IP30 (casing) conforming to IEC 60529 |  | 24 | IP20 ¦ IEC60529,Terminal Block, IP30 ¦ IEC60529,Housing, - ¦ IEC60529,Front Panel, | IP20 (terminals) conforming to IEC 60529 IP30 (casing) conforming to IEC 60529 |  | 0 | nan | IP20 (terminal block) IP50 (housing) |  | 0 | nan | IP40 conforming to EN/IEC 60529 |  | 0 | nan | IP40 conforming to EN/IEC 60529 |  | 0 | nan | IP40 conforming to EN/IEC 60529 |  | 0 | nan | IP40 conforming to EN/IEC 60529 |  | 0 | nan | IP40 conforming to EN/IEC 60529 |  | 0 | nan | IP40 conforming to EN/IEC 60529 |  | 0 | nan | IP40 |  | 0 | nan | IP40 conforming to EN/IEC 60529 |  | 0 | nan | IP40 conforming to EN/IEC 60529 |  | 0 | nan | IP40 conforming to IEC 60529 |  | 0 | nan | IP40 conforming to IEC 60529
| ambient air temperature for operation | 20 | 8 | 6 | -40…70 °C (AC) -40…85 °C (DC) | 0 | nan | -20…60 °C |  | 0 | nan | -20…60 °C |  | 0 | nan | -5…40 °C conforming to IEC 60255 |  | 0 | nan | -5…40 °C conforming to IEC 60255 |  | 0 | Same as RM17TE00 ¦ ,Operation, | -20…50 °C |  | 0 | -20…+50 ¦ ,Operation, | -20…50 °C |  | 0 | -20oC..+50oC @50Hz -20oC..+50oC @60Hz ¦ ,Operation, | -20…50 °C |  | 0 | -20oC..+50oC @50Hz -20oC..+50oC @60Hz ¦ ,Operation, | -20…50 °C |  | 0 | nan | 0…50 °C mounting side by side 0…60 °C 2 cm spacing |  | 0 | nan | -40…70 °C (AC) -40…85 °C (DC) |  | 0 | nan | -40…70 °C (AC) -40…85 °C (DC) |  | 0 | nan | -40…70 °C (AC) -40…85 °C (DC) |  | 0 | nan | -40…70 °C (AC) -40…85 °C (DC) |  | 0 | nan | -40…70 °C (AC) -40…85 °C (DC) |  | 0 | nan | -40…70 °C (AC) -40…85 °C (DC) |  | 0 | nan | -40…70 °C |  | 0 | nan | -40…55 °C |  | 0 | nan | -40…55 °C |  | 0 | nan | -25…70 °C |  | 0 | nan | -25…70 °C
| ambient air temperature for storage | 20 | 2 | 10 | -40…70 °C | 0 | nan | -40…70 °C |  | 0 | nan | -40…70 °C |  | 0 | nan | -40…70 °C |  | 0 | nan | -40…70 °C |  | 0 | Same as RM17TE00 ¦ ,Storage, | -40…70 °C |  | 0 | -40…+70 ¦ ,Storage, | -40…70 °C |  | 0 | -40oC..+70oC ¦ ,Storage, | -40…70 °C |  | 0 | -40oC..+70oC ¦ ,Storage, | -40…70 °C |  | 0 | nan | -40…85 °C |  | 0 | nan | -40…85 °C |  | 0 | nan | -40…85 °C |  | 0 | nan | -40…85 °C |  | 0 | nan | -40…85 °C |  | 0 | nan | -40…85 °C |  | 0 | nan | -40…85 °C |  | 0 | nan | -40…85 °C |  | 0 | nan | -40…85 °C |  | 0 | nan | -40…85 °C |  | 0 | nan | -40…70 °C |  | 0 | nan | -40…70 °C
| dielectric strength | 12 | 4 | 6 | 1000 V AC between contacts 2500 V AC between poles 5000 V AC between coil and contact | 0 | nan | 2.5 kV for 1 mA/1 minute at 50 Hz between relay output and power supply with basic insulation conforming to IEC 61812-1 |  | 0 | nan | 2.5 kV for 1 mA/1 minute at 50 Hz between relay output and power supply with basic insulation conforming to IEC 61812-1 |  | 0 | nan | 2500 V |  | 0 | nan | 2500 V | [21 empty] | 0 | nan | 1000 V AC between contacts 2500 V AC between poles 5000 V AC between coil and contact |  | 0 | nan | 1000 V AC between contacts 2500 V AC between poles 5000 V AC between coil and contact |  | 0 | nan | 1000 V AC between contacts 2500 V AC between poles 5000 V AC between coil and contact |  | 0 | nan | 1000 V AC between contacts 2500 V AC between poles 5000 V AC between coil and contact |  | 0 | nan | 1000 V AC between contacts 2500 V AC between poles 5000 V AC between coil and contact |  | 0 | nan | 1000 V AC between contacts 2500 V AC between poles 5000 V AC between coil and contact | [5 empty] | 0 | nan | 1300 V AC between contacts with micro disconnection 2000 V AC between coil and contact 2000 V AC between poles |  | 0 | nan | 1300 V AC between contacts with micro disconnection 2000 V AC between coil and contact 2000 V AC between poles
| dielectric test voltage | 4 | 2 | 3 | 2 kV, 1 min AC 50 Hz conforming to IEC 60255-5 2 kV, 1 min AC 50 Hz conforming to IEC 60664-1 | [16 empty] | 43 | Same as RM17TE00 ¦ IEC60255-27,Supply / Input 1, Same as RM17TE00 ¦ IEC60255-27,Supply / Input 2, Same as RM17TE00 ¦ IEC60255-27,Supply / Input 3, Same as RM17TE00 ¦ IEC60255-27,Supply / Output 1, Same as RM17TE00 ¦ IEC60255-27,Supply / Output 2, Same as RM17TE00 ¦ IEC60255-27,Output 1 / Output 2, Same as RM17TE00 ¦ IEC60255-27,Input 1 / Output 1, Same as RM17TE00 ¦ IEC60255-27,Input 1 / Output 2, Same as RM17TE00 ¦ IEC60255-27,Input 2 / Output 1, Same as RM17TE00 ¦ IEC60255-27,Input 2 / Output 2, Same as RM17TE00 ¦ IEC60255-27,Input 3 / Output 1, Same as RM17TE00 ¦ IEC60255-27,Input 3 / Output 2, Same as RM17TE00 ¦ IEC60255-27,Input 1 / Input 2, Same as RM17TE00 ¦ IEC60255-27,Input 2 / Input 3, Same as RM17TE00 ¦ IEC60255-27,Input 1 / Input 3, | 2 kV, 1 min AC 50 Hz conforming to IEC 60255-5 2 kV, 1 min AC 50 Hz conforming to IEC 60664-1 |  | 29 | Yes ¦ IEC60255-27,Supply / Input 1, Yes ¦ IEC60255-27,Supply / Input 2, Yes ¦ IEC60255-27,Supply / Input 3, IEC60255-27,Supply / Output 1, IEC60255-27,Supply / Output 2, IEC60255-27,Output 1 / Output 2, IEC60255-27,Input 1 / Output 1, IEC60255-27,Input 1 / Output 2, IEC60255-27,Input 2 / Output 1, IEC60255-27,Input 2 / Output 2, IEC60255-27,Input 3 / Output 1, IEC60255-27,Input 3 / Output 2, IEC60255-27,Input 1 / Input 2, IEC60255-27,Input 2 / Input 3, IEC60255-27,Input 1 / Input 3, | 2 kV AC 50 Hz |  | 14 | - ¦ IEC60255-27,Supply / Input 1, - ¦ IEC60255-27,Supply / Input 2, - ¦ IEC60255-27,Supply / Input 3, 2.0kV, 50/60Hz for 1 min ¦ IEC60255-27,Supply / Output 1, - ¦ IEC60255-27,Supply / Output 2, - ¦ IEC60255-27,Output 1 / Output 2, - ¦ IEC60255-27,Input 1 / Output 1, - ¦ IEC60255-27,Input 1 / Output 2, - ¦ IEC60255-27,Input 2 / Output 1, - ¦ IEC60255-27,Input 2 / Output 2, - ¦ IEC60255-27,Input 3 / Output 1, - ¦ IEC60255-27,Input 3 / Output 2, - ¦ IEC60255-27,Input 1 / Input 2, - ¦ IEC60255-27,Input 2 / Input 3, - ¦ IEC60255-27,Input 1 / Input 3, | 2 kV, 1 min AC 50 Hz conforming to IEC 60255-5 2 kV, 1 min AC 50 Hz conforming to IEC 60664-1 |  | 14 | - ¦ IEC60255-27,Supply / Input 1, - ¦ IEC60255-27,Supply / Input 2, - ¦ IEC60255-27,Supply / Input 3, 2.0kV, 50/60Hz for 1 min ¦ IEC60255-27,Supply / Output 1, - ¦ IEC60255-27,Supply / Output 2, - ¦ IEC60255-27,Output 1 / Output 2, - ¦ IEC60255-27,Input 1 / Output 1, - ¦ IEC60255-27,Input 1 / Output 2, - ¦ IEC60255-27,Input 2 / Output 1, - ¦ IEC60255-27,Input 2 / Output 2, - ¦ IEC60255-27,Input 3 / Output 1, - ¦ IEC60255-27,Input 3 / Output 2, - ¦ IEC60255-27,Input 1 / Input 2, - ¦ IEC60255-27,Input 2 / Input 3, - ¦ IEC60255-27,Input 1 / Input 3, | 2 kV, 1 min AC 50 Hz conforming to IEC 60255-5 2 kV, 1 min AC 50 Hz conforming to IEC 60664-1
| directives | 5 | 3 | 3 | 89/336/EEC - electromagnetic compatibility 73/23/EEC - low voltage directive | 0 | nan | 2004/108/EC - electromagnetic compatibility 2006/95/EC - low voltage directive |  | 0 | nan | 2006/95/EC - low voltage directive 2004/108/EC - electromagnetic compatibility | [9 empty] | 0 | Same as RM17TE00 Same as RM17TE00 Same as RM17TE00 Same as RM17TE00 | 89/336/EEC - electromagnetic compatibility 73/23/EEC - low voltage directive | [5 empty] | 0 | EN/IEC 60255-1/60255-26/60255-27; EN/IEC 61000-6-1 to 61000-6-4; UL 508; CSA C22.2 No. 14, GB/T14048.5 2014/35/EU 2014/30/EU 2011/65/EU | 89/336/EEC - electromagnetic compatibility 73/23/EEC - low voltage directive |  | 0 | EN/IEC 60255-1/60255-26/60255-27; EN/IEC 61000-6-1 to 61000-6-4; UL 508; CSA C22.2 No. 14, GB/T14048.5 2014/35/EU 2014/30/EU 2011/65/EU | 89/336/EEC - electromagnetic compatibility 73/23/EEC - low voltage directive
| disturbance radiated/conducted | 1 | 1 | 1 | CISPR 22 group 1 - class B CISPR 11 | [32 empty] | 0 | nan | CISPR 22 group 1 - class B CISPR 11
| electrical shock protection class | 2 | 1 | 2 | Class II conforming to IEC 60536 | [72 empty] | 0 | nan | Class II conforming to IEC 60536 |  | 0 | nan | Class II conforming to IEC 60536
| electromagnetic compatibility | 6 | 3 | 3 | Emission standard for industrial environments conforming to EN/IEC 61000-6-4 Emission standard for residential, commercial and light-industrial environments conforming to EN/IEC 61000-6-3 Immunity for industrial environments conforming to EN/IEC 61000-6-2 | 0 | nan | Fast transients immunity test - test level: 1 kV level 3 (capacitive connecting clip) conforming to IEC 61000-4-4 Surge immunity test - test level: 1 kV level 3 (differential mode) conforming to IEC 61000-4-5 Surge immunity test - test level: 2 kV level 3 (common mode) conforming to IEC 61000-4-5 Electrostatic discharge - test level: 6 kV level 3 (contact discharge) conforming to IEC 61000-4-2 Electrostatic discharge - test level: 8 kV level 3 (air discharge) conforming to IEC 61000-4-2 Radiated radio-frequency electromagnetic field immunity test - test level: 10 V/m level 3 (80 MHz...1 GHz) conforming to IEC 61000-4-3 Conducted RF disturbances - test level: 10 V level 3 (0.15...80 MHz) conforming to IEC 61000-4-6 Fast transient bursts - test level: 2 kV level 3 (direct contact) conforming to IEC 61000-4-4 Immunity to microbreaks and voltage drops - test level: 30 % (500 ms) conforming to IEC 61000-4-11 Immunity to microbreaks and voltage drops - test level: 100 % (20 ms) conforming to IEC 61000-4-11 |  | 0 | nan | Fast transients immunity test - test level: 1 kV level 3 (capacitive connecting clip) conforming to IEC 61000-4-4 Surge immunity test - test level: 1 kV level 3 (differential mode) conforming to IEC 61000-4-5 Surge immunity test - test level: 2 kV level 3 (common mode) conforming to IEC 61000-4-5 Electrostatic discharge - test level: 6 kV level 3 (contact discharge) conforming to IEC 61000-4-2 Electrostatic discharge - test level: 8 kV level 3 (air discharge) conforming to IEC 61000-4-2 Radiated radio-frequency electromagnetic field immunity test - test level: 10 V/m level 3 (80 MHz...1 GHz) conforming to IEC 61000-4-3 Conducted RF disturbances - test level: 10 V level 3 (0.15...80 MHz) conforming to IEC 61000-4-6 Fast transient bursts - test level: 2 kV level 3 (direct contact) conforming to IEC 61000-4-4 Immunity to microbreaks and voltage drops - test level: 30 % (500 ms) conforming to IEC 61000-4-11 Immunity to microbreaks and voltage drops - test level: 100 % (20 ms) conforming to IEC 61000-4-11 | [9 empty] | 4 | Same as RM17TE00 ¦ ,Generic immunity standard, Same as RM17TE00 ¦ IEC61000-4-2,Electrostatic discharge, Same as RM17TE00 ¦ IEC61000-4-3,Radiated RF & electromagnetic field, Same as RM17TE00 ¦ IEC61000-4-4,Fast transient / burst, Same as RM17TE00 ¦ IEC61000-4-5,Surge, Same as RM17TE00 ¦ IEC61000-4-6,Conducted RF disturbance, Same as RM17TE00 ¦ IEC61000-4-8,Power frequency magnetic field, Same as RM17TE00 ¦ IEC61000-4-11,Voltage dips, short interruption & variations on power line, Same as RM17TE00 ¦ IEC61000-4-18,1 MHz oscillation wave, Same as RM17TE00 ¦ IEC61000-4-29,DC voltage interruption, Same as RM17TE00 ¦ IEC61000-4-13,Low frequency harmonics, Same as RM17TE00 ¦ Germanisher Lloyd,Conducted low frequency interference (harmonics), Same as RM17TE00 ¦ ,Generic emission standard, Same as RM17TE00 ¦ EN55022 / CISPR22,Radiated RF & electromagnetic field (IT equiment), Same as RM17TE00 ¦ EN55011 / CISPR11,Radiated RF & electromagnetic field (Medical equiment), Same as RM17TE00 ¦ Germanisher Lloyd,Radiated emission from enclosure port, Same as RM17TE00 ¦ EN55022 / CISPR22,Conducted RF emission on power line (IT equiment), Same as RM17TE00 ¦ EN55011 / CISPR11,Conducted RF emission on power line (Medical equiment), Same as RM17TE00 ¦ Germanisher Lloyd,Conducted emission, | Emission standard for industrial environments conforming to EN/IEC 61000-6-4 Emission standard for residential, commercial and light-industrial environments conforming to EN/IEC 61000-6-3 Immunity for industrial environments conforming to EN/IEC 61000-6-2 |  | 3 | IEC61000-6-2 ¦ ,Generic immunity standard, Level 3 (6kV / 8kV) ¦ IEC61000-4-2,Electrostatic discharge, Level 3 (10V/m) ¦ IEC61000-4-3,Radiated RF & electromagnetic field, Level 3 (2kV coupling / 4kV direct) ¦ IEC61000-4-4,Fast transient / burst, Level 3 (1kV phase-phase) ¦ IEC61000-4-5,Surge, Level 3 (10V) ¦ IEC61000-4-6,Conducted RF disturbance, IEC61000-4-8,Power frequency magnetic field, Class 3 (0%, 40%, 70%, 80% of Us) ¦ IEC61000-4-11,Voltage dips, short interruption & variations on power line, IEC61000-4-18,1 MHz oscillation wave, IEC61000-4-29,DC voltage interruption, Not tested ¦ IEC61000-4-13,Low frequency harmonics, · ¦ Germanisher Lloyd,Conducted low frequency interference (harmonics), IEC61000-6-3, IEC61000-6-4 ¦ ,Generic emission standard, Class B ¦ EN55022 / CISPR22,Radiated RF & electromagnetic field (IT equiment), Class B ¦ EN55011 / CISPR11,Radiated RF & electromagnetic field (Medical equiment), EMC 2 ¦ Germanisher Lloyd,Radiated emission from enclosure port, Class B ¦ EN55022 / CISPR22,Conducted RF emission on power line (IT equiment), Class B ¦ EN55011 / CISPR11,Conducted RF emission on power line (Medical equiment), EMC 2 ¦ Germanisher Lloyd,Conducted emission, | Emission standard for industrial environments conforming to EN/IEC 61000-6-4 Emission standard for residential, commercial and light-industrial environments conforming to EN/IEC 61000-6-3 Immunity for industrial environments conforming to NF EN/IEC 61000-6-2 |  | 3 | IEC61000-6-1, IEC 61000-6-2 ¦ ,Generic immunity standard, Level III (Contact : 6kV / Air : 8kV) ¦ IEC61000-4-2,Electrostatic discharge, Level I (10V/m: 2.0GHz to 2.7GHz) Level II (10V/m: 1.4 GHz to 2.0GHz) Level III (10V/m : 80MHz to 1GHz) ¦ IEC61000-4-3,Radiated RF & electromagnetic field, Level III (Supply: 2kV, 5kHz/100kHz) (I/O: 1kV, 5kHz/100kHz) ¦ IEC61000-4-4,Fast transient / burst, Level III (Supply:CM: 2kV, DM: 1KV) (I/O:CM: 0.5kV, DM: 0.5KV) ¦ IEC61000-4-5,Surge, Level III (10Vrms : 0.15MHz to 80MHz) ¦ IEC61000-4-6,Conducted RF disturbance, Level IV (30A/m : continous) (300A/m : 3s) ¦ IEC61000-4-8,Power frequency magnetic field, Class II 0%, 1/2 cycle 0%, 1 cycle 70% 25 cycles (50Hz) 70%, 30 cycles (60Hz) 0%, 250 cycles (50Hz) 0%, 300 cycles (60Hz) ¦ IEC61000-4-11,Voltage dips, short interruption & variations on power line, Level III (Supply:CM: 2.5kV, DM: 1KV) (I/O:CM: 2.5kV, DM: 1KV) ¦ IEC61000-4-18,1 MHz oscillation wave, - ¦ IEC61000-4-29,DC voltage interruption, - ¦ IEC61000-4-13,Low frequency harmonics, DC Supply : 50 Hz to 10 kHz, 3Vrms (Max 2W) - Not applicable AC Supply : 1st…200th harmonics, Max 2W ¦ Germanisher Lloyd,Conducted low frequency interference (harmonics), IEC61000-6-3, IEC 61000-6-4 ¦ ,Generic emission standard, Class B ¦ EN55022 / CISPR22,Radiated RF & electromagnetic field (IT equiment), Class B, Group 1 ¦ EN55011 / CISPR11,Radiated RF & electromagnetic field (Medical equiment), EMC 2 ¦ Germanisher Lloyd,Radiated emission from enclosure port, Class B ¦ EN55022 / CISPR22,Conducted RF emission on power line (IT equiment), Class B, Group 1 ¦ EN55011 / CISPR11,Conducted RF emission on power line (Medical equiment), EMC 2 ¦ Germanisher Lloyd,Conducted emission, | Emission standard for industrial environments conforming to EN/IEC 61000-6-4 Emission standard for residential, commercial and light-industrial environments conforming to EN/IEC 61000-6-3 Immunity for industrial environments conforming to EN/IEC 61000-6-2 |  | 3 | IEC61000-6-1, IEC 61000-6-2 ¦ ,Generic immunity standard, Level III (Contact : 6kV / Air : 8kV) ¦ IEC61000-4-2,Electrostatic discharge, Level I (10V/m: 2.0GHz to 2.7GHz) Level II (10V/m: 1.4 GHz to 2.0GHz) Level III (10V/m : 80MHz to 1GHz) ¦ IEC61000-4-3,Radiated RF & electromagnetic field, Level III (Supply: 2kV, 5kHz/100kHz) (I/O: 1kV, 5kHz/100kHz) ¦ IEC61000-4-4,Fast transient / burst, Level III (Supply:CM: 2kV, DM: 1KV) (I/O:CM: 0.5kV, DM: 0.5KV) ¦ IEC61000-4-5,Surge, Level III (10Vrms : 0.15MHz to 80MHz) ¦ IEC61000-4-6,Conducted RF disturbance, Level IV (30A/m : continous) (300A/m : 3s) ¦ IEC61000-4-8,Power frequency magnetic field, Class II 0%, 1/2 cycle 0%, 1 cycle 70% 25 cycles (50Hz) 70%, 30 cycles (60Hz) 0%, 250 cycles (50Hz) 0%, 300 cycles (60Hz) ¦ IEC61000-4-11,Voltage dips, short interruption & variations on power line, Level III (Supply:CM: 2.5kV, DM: 1KV) (I/O:CM: 2.5kV, DM: 1KV) ¦ IEC61000-4-18,1 MHz oscillation wave, - ¦ IEC61000-4-29,DC voltage interruption, - ¦ IEC61000-4-13,Low frequency harmonics, DC Supply : 50 Hz to 10 kHz, 3Vrms (Max 2W) - Not applicable AC Supply : 1st…200th harmonics, Max 2W ¦ Germanisher Lloyd,Conducted low frequency interference (harmonics), IEC61000-6-3, IEC 61000-6-4 ¦ ,Generic emission standard, Class B ¦ EN55022 / CISPR22,Radiated RF & electromagnetic field (IT equiment), Class B, Group 1 ¦ EN55011 / CISPR11,Radiated RF & electromagnetic field (Medical equiment), EMC 2 ¦ Germanisher Lloyd,Radiated emission from enclosure port, Class B ¦ EN55022 / CISPR22,Conducted RF emission on power line (IT equiment), Class B, Group 1 ¦ EN55011 / CISPR11,Conducted RF emission on power line (Medical equiment), EMC 2 ¦ Germanisher Lloyd,Conducted emission, | Emission standard for industrial environments conforming to EN/IEC 61000-6-4 Emission standard for residential, commercial and light-industrial environments conforming to EN/IEC 61000-6-3 Immunity for industrial environments conforming to EN/IEC 61000-6-2
| fire resistance | 1 | 1 | 1 | 850 °C conforming to IEC 60695-2-1 850 °C conforming to UL | [32 empty] | 0 | nan | 850 °C conforming to IEC 60695-2-1 850 °C conforming to UL
| immunity to microbreaks | 3 | 2 | 2 | 10 ms during time delay 2 ms after time delay | [8 empty] | 0 | nan | 10 ms during time delay 2 ms after time delay |  | 0 | nan | 10 ms during time delay 2 ms after time delay | [5 empty] | 50 | 10 | 10 ms
| non-dissipating shock wave | 4 | 2 | 3 | 4 kV conforming to IEC 60255-5 4 kV conforming to IEC 60664-1 4 kV conforming to IEC 61000-4-5 | [16 empty] | 0 | Same as RM17TE00 ¦ IEC60664-1,Supply, Same as RM17TE00 ¦ IEC60664-1,Input 1, Same as RM17TE00 ¦ IEC60664-1,Input 2, Same as RM17TE00 ¦ IEC60664-1,Input 3, Same as RM17TE00 ¦ IEC60664-1,Output 1, Same as RM17TE00 ¦ IEC60664-1,Output 2, Same as RM17TE00 ¦ IEC60664-1,Supply / Input 1,Galvanic Same as RM17TE00 ¦ IEC60664-1,Supply / Input 2,Isolated Same as RM17TE00 ¦ IEC60664-1,Supply / Input 3,Circuit Same as RM17TE00 ¦ IEC60664-1,Supply / Output 1, Same as RM17TE00 ¦ IEC60664-1,Supply / Output 2, Same as RM17TE00 ¦ IEC60664-1,Output 1 / Output 2, Same as RM17TE00 ¦ IEC60664-1,Input 1 / Output 1, Same as RM17TE00 ¦ IEC60664-1,Input 1 / Output 2, Same as RM17TE00 ¦ IEC60664-1,Input 2 / Output 1, Same as RM17TE00 ¦ IEC60664-1,Input 2 / Output 2, Same as RM17TE00 ¦ IEC60664-1,Input 3 / Output 1, Same as RM17TE00 ¦ IEC60664-1,Input 3 / Output 2, Same as RM17TE00 ¦ IEC60664-1,Input 1 / Input 2, Same as RM17TE00 ¦ IEC60664-1,Input 2 / Input 3, Same as RM17TE00 ¦ IEC60664-1,Input 1 / Input 3, | 4 kV conforming to IEC 60255-5 4 kV conforming to IEC 60664-1 4 kV conforming to IEC 61000-4-5 |  | 0 | IEC60664-1,Supply, IEC60664-1,Input 1, IEC60664-1,Input 2, IEC60664-1,Input 3, IEC60664-1,Output 1, IEC60664-1,Output 2, IEC60664-1,Supply / Input 1,Galvanic IEC60664-1,Supply / Input 2,Isolated IEC60664-1,Supply / Input 3,Circuit IEC60664-1,Supply / Output 1, IEC60664-1,Supply / Output 2, IEC60664-1,Output 1 / Output 2, IEC60664-1,Input 1 / Output 1, IEC60664-1,Input 1 / Output 2, IEC60664-1,Input 2 / Output 1, > 500MOhm @ -- 500V ¦ IEC60664-1,Input 2 / Output 2, IEC60664-1,Input 3 / Output 1, IEC60664-1,Input 3 / Output 2, IEC60664-1,Input 1 / Input 2, IEC60664-1,Input 2 / Input 3, IEC60664-1,Input 1 / Input 3, | 4 kV |  | 0 | 4kV, OVC3 ¦ IEC60664-1,Supply, - ¦ IEC60664-1,Input 1, - ¦ IEC60664-1,Input 2, - ¦ IEC60664-1,Input 3, - ¦ IEC60664-1,Output 1, - ¦ IEC60664-1,Output 2, - ¦ IEC60664-1,Supply / Input 1,Galvanic - ¦ IEC60664-1,Supply / Input 2,Isolated - ¦ IEC60664-1,Supply / Input 3,Circuit 4kV, OVC3 ¦ IEC60664-1,Supply / Output 1, - ¦ IEC60664-1,Supply / Output 2, - ¦ IEC60664-1,Output 1 / Output 2, - ¦ IEC60664-1,Input 1 / Output 1, - ¦ IEC60664-1,Input 1 / Output 2, - ¦ IEC60664-1,Input 2 / Output 1, - ¦ IEC60664-1,Input 2 / Output 2, - ¦ IEC60664-1,Input 3 / Output 1, - ¦ IEC60664-1,Input 3 / Output 2, - ¦ IEC60664-1,Input 1 / Input 2, - ¦ IEC60664-1,Input 2 / Input 3, - ¦ IEC60664-1,Input 1 / Input 3, | 4 kV conforming to IEC 60255-5 4 kV conforming to IEC 60664-1 4 kV conforming to IEC 61000-4-5 |  | 0 | 4kV, OVC3 ¦ IEC60664-1,Supply, - ¦ IEC60664-1,Input 1, - ¦ IEC60664-1,Input 2, - ¦ IEC60664-1,Input 3, - ¦ IEC60664-1,Output 1, - ¦ IEC60664-1,Output 2, - ¦ IEC60664-1,Supply / Input 1,Galvanic - ¦ IEC60664-1,Supply / Input 2,Isolated - ¦ IEC60664-1,Supply / Input 3,Circuit 4kV, OVC3 ¦ IEC60664-1,Supply / Output 1, - ¦ IEC60664-1,Supply / Output 2, - ¦ IEC60664-1,Output 1 / Output 2, - ¦ IEC60664-1,Input 1 / Output 1, - ¦ IEC60664-1,Input 1 / Output 2, - ¦ IEC60664-1,Input 2 / Output 1, - ¦ IEC60664-1,Input 2 / Output 2, - ¦ IEC60664-1,Input 3 / Output 1, - ¦ IEC60664-1,Input 3 / Output 2, - ¦ IEC60664-1,Input 1 / Input 2, - ¦ IEC60664-1,Input 2 / Input 3, - ¦ IEC60664-1,Input 1 / Input 3, | 4 kV conforming to IEC 60255-5 4 kV conforming to IEC 60664-1 4 kV conforming to IEC 61000-4-5
| overvoltage category | 1 | 1 | 1 | III | [60 empty] | 0 | nan | III
| pollution degree | 10 | 4 | 6 | 3 conforming to IEC 60664-1 | 0 | nan | 3 conforming to IEC 60664-1 |  | 0 | nan | 3 conforming to IEC 60664-1 | [9 empty] | 0 | Same as RM17TE00 ¦ IEC60664-1 | 3 conforming to IEC 60664-1 |  | 29 | 3 ¦ IEC60664-1 | 3 conforming to IEC 60664-1 |  | 29 | 3 ¦ IEC60664-1 | 3 conforming to IEC 60664-1 |  | 29 | 3 ¦ IEC60664-1 | 3 conforming to IEC 60664-1 |  | 0 | nan | 2 conforming to IEC 60664-1 | [25 empty] | 0 | nan | 2 |  | 0 | nan | 3 |  | 0 | nan | 2
| product certifications | 20 | 18 | 2 | CSA UL | 0 | nan | CE CCC GL China RoHS UL RCM EAC CSA |  | 0 | nan | CSA CCC RCM China RoHS CE GL UL EAC |  | 0 | nan | ASE EDF USSR BV CSA |  | 0 | nan | USSR EDF ASE BV CSA |  | 0 | CCC, CE, China ROHS | C-Tick UL GOST CSA GL |  | 9 | UL, CSA, GL, C-Tick, GOST, CCC | GL C-Tick GOST UL CSA |  | 7 | UL, CSA, DNVGL, RCM, EAC, CCC, CE, China ROHS | GOST CSA GL C-Tick UL |  | 7 | UL, CSA, DNVGL, RCM, EAC, CCC, CE, China ROHS | GOST C-Tick CSA UL GL |  | 0 | nan | CSA GL UL |  | 0 | nan | CSA UL GOST |  | 0 | nan | CSA UL GOST |  | 0 | nan | GOST UL CSA |  | 0 | nan | GOST CSA UL |  | 0 | nan | CSA GOST UL |  | 0 | nan | UL CSA GOST |  | 0 | nan | UL China RoHS CSA EAC REACH CE RoHS |  | 0 | nan | UL Lloyd's RoHS CE CSA GOST REACH |  | 0 | nan | RoHS CSA Lloyd's CE UL REACH GOST |  | 0 | nan | CSA UL |  | 0 | nan | CSA UL
| protection category | 1 | 1 | 1 | RT I | [60 empty] | 0 | nan | RT I
| protective treatment | 4 | 1 | 4 | TC | [8 empty] | 0 | nan | TC |  | 0 | nan | TC | [57 empty] | 0 | nan | TC |  | 0 | nan | TC
| relative humidity | 7 | 3 | 4 | 95 % at 55 °C conforming to IEC 60068-2-30 | 0 | nan | 95 % at 25…55 °C |  | 0 | nan | 95 % at 25…55 °C | [9 empty] | 0 | Same as RM17TE00 ¦ IEC60068-2-30,Damp heat,XX | 95 % at 55 °C conforming to IEC 60068-2-30 |  | 17 | 2 cycles 24h ;+25°C +55°C 95%HR ¦ IEC60068-2-30,Damp heat, | 95 % at 55 °C conforming to IEC 60068-2-30 |  | 19 | 6 cycles 24h ; +25°C +55°C ; RH: 93%..97% ¦ IEC60068-2-30,Damp heat,XX | 95 % at 55 °C conforming to IEC 60068-2-30 |  | 19 | 6 cycles 24h ; +25°C +55°C ; RH: 93%..97% ¦ IEC60068-2-30,Damp heat,XX | 95 % at 55 °C conforming to IEC 60068-2-30 | [29 empty] | 0 | nan | 10…85 %
| resistance to electrostatic discharge | 1 | 1 | 1 | 6 kV (in contact) conforming to IEC 61000-4-2 level 3 8 kV (in air) conforming to IEC 61000-4-2 level 3 | [32 empty] | 0 | nan | 6 kV (in contact) conforming to IEC 61000-4-2 level 3 8 kV (in air) conforming to IEC 61000-4-2 level 3
| resistance to fast transients | 1 | 1 | 1 | 1 kV (on input-output) conforming to IEC 61000-4-4 2 kV (on power supply) conforming to IEC 61000-4-4 | [32 empty] | 0 | nan | 1 kV (on input-output) conforming to IEC 61000-4-4 2 kV (on power supply) conforming to IEC 61000-4-4
| shock resistance | 18 | 7 | 6 | 10 gn (duration = 11 ms) for not operating conforming to EN/IEC 60068-2-27 5 gn (duration = 11 ms) for in operation conforming to EN/IEC 60068-2-27 | 0 | nan | 15 gn not operating for 11 ms conforming to IEC 60068-2-27 5 gn in operation for 11 ms conforming to IEC 60068-2-27 |  | 0 | nan | 15 gn not operating for 11 ms conforming to IEC 60068-2-27 5 gn in operation for 11 ms conforming to IEC 60068-2-27 |  | 0 | nan | 50 gn for 11 ms conforming to NF C 20-608 |  | 0 | nan | 50 gn for 11 ms conforming to NF C 20-608 |  | 0 | Same as RM17TE00 ¦ IEC60068-2-27 | 15 gn for 11 ms conforming to IEC 60255-21-1 |  | 25 | 5 gn ¦ IEC60068-2-27 | 15 gn for 11 ms conforming to IEC 60255-21-1 |  | 0 | 15gn - 11ms ; 3 X 6 axis (Non-Operating) 5gn - 11ms ; 3 X 6 axis (Operating) ¦ IEC60068-2-27 | 15 gn for 11 ms conforming to IEC 60255-21-1 |  | 0 | 15gn - 11ms ; 3 X 6 axis (Non-Operating) 5gn - 11ms ; 3 X 6 axis (Operating) ¦ IEC60068-2-27 | 15 gn for 11 ms conforming to IEC 60255-21-1 |  | 0 | nan | 50 gn for 11 ms conforming to IEC 60068-2-27 |  | 0 | nan | 10 gn (duration = 11 ms) for not operating conforming to EN/IEC 60068-2-27 5 gn (duration = 11 ms) for in operation conforming to EN/IEC 60068-2-27 |  | 0 | nan | 10 gn (duration = 11 ms) for not operating conforming to EN/IEC 60068-2-27 5 gn (duration = 11 ms) for in operation conforming to EN/IEC 60068-2-27 |  | 0 | nan | 10 gn (duration = 11 ms) for not operating conforming to EN/IEC 60068-2-27 5 gn (duration = 11 ms) for in operation conforming to EN/IEC 60068-2-27 |  | 0 | nan | 10 gn (duration = 11 ms) for not operating conforming to EN/IEC 60068-2-27 5 gn (duration = 11 ms) for in operation conforming to EN/IEC 60068-2-27 |  | 0 | nan | 10 gn (duration = 11 ms) for not operating conforming to EN/IEC 60068-2-27 5 gn (duration = 11 ms) for in operation conforming to EN/IEC 60068-2-27 |  | 0 | nan | 10 gn (duration = 11 ms) for not operating conforming to EN/IEC 60068-2-27 5 gn (duration = 11 ms) for in operation conforming to EN/IEC 60068-2-27 |  | 0 | nan | 20 gn in operation 100 gn not in operation |  | 0 | nan | 10 gn for in operation 30 gn for not operating |  | 0 | nan | 10 gn for in operation 30 gn for not operating
| standards | 20 | 11 | 3 | EN/IEC 60255-1 | 0 | nan | UL 508 IEC 61812-1 |  | 0 | nan | UL 508 IEC 61812-1 |  | 0 | nan | IEC 60255 NF C 45-250 VDE 0435 |  | 0 | nan | IEC 60255 NF C 45-250 VDE 0435 |  | 0 | Same as RM17TE00 Same as RM17TE00 Same as RM17TE00 Same as RM17TE00 | EN/IEC 60255-1 |  | 0 | EN60255-6, IEC60255-6 No 73/23/EEC + 93/68/EEC No 89/336/EEC + 92/31/EEC + 93/68/EEC 2002/95/EC | EN/IEC 60255-6 |  | 10 | EN/IEC 60255-1/60255-26/60255-27; EN/IEC 61000-6-1 to 61000-6-4; UL 508; CSA C22.2 No. 14, GB/T14048.5 2014/35/EU 2014/30/EU 2011/65/EU | EN/IEC 60255-1 |  | 10 | EN/IEC 60255-1/60255-26/60255-27; EN/IEC 61000-6-1 to 61000-6-4; UL 508; CSA C22.2 No. 14, GB/T14048.5 2014/35/EU 2014/30/EU 2011/65/EU | EN/IEC 60255-1 |  | 0 | nan | IEC 60584-1 IEC 60947-1 |  | 0 | nan | CSA C22.2 No 14 UL 508 EN/IEC 61810-1 |  | 0 | nan | CSA C22.2 No 14 EN/IEC 61810-1 UL 508 |  | 0 | nan | EN/IEC 61810-1 CSA C22.2 No 14 UL 508 |  | 0 | nan | UL 508 CSA C22.2 No 14 EN/IEC 61810-1 |  | 0 | nan | CSA C22.2 No 14 UL 508 EN/IEC 61810-1 |  | 0 | nan | CSA C22.2 No 14 EN/IEC 61810-1 UL 508 |  | 0 | nan | UL 508 IEC 61810-1 CSA C22.2 No 14 |  | 0 | nan | EN/IEC 61810-1 CSA C22.2 No 14 UL 508 |  | 0 | nan | CSA C22.2 No 14 UL 508 EN/IEC 61810-1 |  | 0 | nan | EN/IEC 60947-5-1 |  | 0 | nan | EN/IEC 60947-5-1
| vibration resistance | 18 | 7 | 6 | +/- 1 mm (f= 10…55 Hz) conforming to EN/IEC 60068-2-6 | 0 | nan | 20 m/s² (f= 10…150 Hz) conforming to IEC 60068-2-6 |  | 0 | nan | 20 m/s² (f= 10…150 Hz) conforming to IEC 60068-2-6 |  | 0 | nan | 6 gn (f= 10…55 Hz) conforming to IEC 60068-2-6 6 gn (f= 10…55 Hz) conforming to NF C 20-616 |  | 0 | nan | 6 gn (f= 10…55 Hz) conforming to IEC 60068-2-6 6 gn (f= 10…55 Hz) conforming to NF C 20-616 |  | 0 | Same as RM17TE00 ¦ IEC60068-2-6 | 0.35 mm (f= 5…57.6 Hz) conforming to IEC 60068-2-6 1 gn (f= 57.6…150 Hz) conforming to IEC 60255-21-1 |  | 0 | 0.035mm from 10Hz…150Hz ¦ IEC60068-2-6 | 0.35 mm (f= 5…57.6 Hz) conforming to IEC 60068-2-6 1 gn (f= 57.6…150 Hz) conforming to IEC 60255-21-1 |  | 19 | 0.075 mm (f = 10...58.1 Hz), 1 gn (f = 58.1...150Hz) (Non-Operating) 0.035 mm (f = 10...60.1 Hz), 0.5 gn (f = 60.1...150Hz) (Operating) ¦ IEC60068-2-6 | 0.35 mm (f= 5…57.6 Hz) conforming to IEC 60068-2-6 1 gn (f= 57.6…150 Hz) conforming to IEC 60255-21-1 |  | 19 | 0.075 mm (f = 10...58.1 Hz), 1 gn (f = 58.1...150Hz) (Non-Operating) 0.035 mm (f = 10...60.1 Hz), 0.5 gn (f = 60.1...150Hz) (Operating) ¦ IEC60068-2-6 | 0.35 mm (f= 5…57.6 Hz) conforming to IEC 60068-2-6 1 gn (f= 57.6…150 Hz) conforming to IEC 60255-21-1 |  | 0 | nan | 5 gn (f= 10…100 Hz) conforming to IEC 60068-2-6 |  | 0 | nan | +/- 1 mm (f= 10…55 Hz) conforming to EN/IEC 60068-2-6 |  | 0 | nan | +/- 1 mm (f= 10…55 Hz) conforming to EN/IEC 60068-2-6 |  | 0 | nan | +/- 1 mm (f= 10…55 Hz) conforming to EN/IEC 60068-2-6 |  | 0 | nan | +/- 1 mm (f= 10…55 Hz) conforming to EN/IEC 60068-2-6 |  | 0 | nan | +/- 1 mm (f= 10…55 Hz) conforming to EN/IEC 60068-2-6 |  | 0 | nan | +/- 1 mm (f= 10…55 Hz) conforming to EN/IEC 60068-2-6 |  | 0 | nan | 3 gn, amplitude = +/- 0.75 mm (f = 10…150 Hz)in operation 5 gn, amplitude = +/- 0.75 mm (f = 10…150 Hz)not in operation |  | 0 | nan | 3 gn, amplitude = +/- 1 mm (f = 10…150 Hz)5 cycles in operation 5 gn, amplitude = +/- 1 mm (f = 10…150 Hz)5 cycles not operating |  | 0 | nan | 3 gn, amplitude = +/- 1 mm (f = 10…150 Hz)5 cycles in operation 5 gn, amplitude = +/- 1 mm (f = 10…150 Hz)5 cycles not operating
Main | [Ithe] conventional enclosed thermal current | 10 | 6 | 4 | 8 A at -40…40 °C | [8 empty] | 0 | nan | 5 A 40 °C |  | 0 | nan | 1 A 40 °C | [21 empty] | 0 | nan | 16 A at -40…40 °C |  | 0 | nan | 16 A at -40…40 °C |  | 0 | nan | 8 A at -40…40 °C |  | 0 | nan | 8 A at -40…40 °C |  | 0 | nan | 8 A at -40…40 °C |  | 0 | nan | 8 A at -40…40 °C | [5 empty] | 0 | nan | 12 A at -40…55 °C |  | 0 | nan | 6 A at -40…55 °C
| [Uc] control circuit voltage | 10 | 8 | 2 | 220 V AC | [8 empty] | 0 | nan | 27 V AC/DC 50/60 Hz |  | 0 | nan | 24 V AC/DC 50/60 Hz | [21 empty] | 0 | nan | 220 V AC |  | 0 | nan | 60 V DC |  | 0 | nan | 220 V AC |  | 0 | nan | 230 V AC |  | 0 | nan | 6 V DC |  | 0 | nan | 240 V AC | [5 empty] | 0 | nan | 24 V AC 50/60 Hz |  | 0 | nan | 24 V AC 50/60 Hz
| [Us] rated supply voltage | 2 | 1 | 2 | <= 230 V | [72 empty] | 0 | nan | <= 230 V |  | 0 | nan | <= 230 V
| analogue input type | 1 | 1 | 1 | Thermocouple 0...300 °C/32...572 °F thermocouple J conforming to IEC 60584 | [32 empty] | 0 | nan | Thermocouple 0...300 °C/32...572 °F thermocouple J conforming to IEC 60584
| analogue output type | 1 | 1 | 1 | Current 0...20 mA <= 500 Ohm Current 4...20 mA <= 500 Ohm Voltage 0...10 V >= 100 kOhm | [32 empty] | 0 | nan | Current 0...20 mA <= 500 Ohm Current 4...20 mA <= 500 Ohm Voltage 0...10 V >= 100 kOhm
| beacon or indicator bank unit type | 2 | 1 | 2 | Base unit direct fixing Illuminated unit | [72 empty] | 0 | nan | Base unit direct fixing Illuminated unit |  | 0 | nan | Base unit direct fixing Illuminated unit
| bulb type | 2 | 1 | 2 | Incandescent with BA 15d base | [72 empty] | 0 | nan | Incandescent with BA 15d base |  | 0 | nan | Incandescent with BA 15d base
| coil interference suppression | 2 | 1 | 2 | With | [8 empty] | 0 | nan | With |  | 0 | nan | With
| component name | 2 | 1 | 2 | XVDLS | [72 empty] | 0 | nan | XVDLS |  | 0 | nan | XVDLS
| contact operation | 8 | 2 | 7 | Standard | [8 empty] | 0 | nan | Standard |  | 0 | nan | Low level | [21 empty] | 0 | nan | Standard |  | 0 | nan | Standard |  | 0 | nan | Standard |  | 0 | nan | Standard |  | 0 | nan | Standard |  | 0 | nan | Standard
| contacts type and composition | 11 | 3 | 5 | 2 C/O | [8 empty] | 0 | nan | 4 C/O |  | 0 | nan | 4 C/O | [21 empty] | 0 | nan | 1 C/O |  | 0 | nan | 1 C/O |  | 0 | nan | 2 C/O |  | 0 | nan | 2 C/O |  | 0 | nan | 2 C/O |  | 0 | nan | 2 C/O |  | 0 | nan | 1 C/O |  | 0 | nan | 2 C/O |  | 0 | nan | 4 C/O
| control type | 5 | 3 | 2 | Selector switch | [8 empty] | 0 | nan | Selector switch |  | 0 | nan | Selector switch | [33 empty] | 0 | nan | Without push-button | [13 empty] | 0 | nan | Lockable test button |  | 0 | nan | Lockable test button
| device short name | 13 | 5 | 6 | RSB | 0 | nan | RE22 |  | 0 | nan | RE22 |  | 0 | nan | RHT |  | 0 | nan | RHT | [21 empty] | 0 | nan | RSB |  | 0 | nan | RSB |  | 0 | nan | RSB |  | 0 | nan | RSB |  | 0 | nan | RSB |  | 0 | nan | RSB |  | 0 | nan | RXG |  | 0 | nan | RXM |  | 0 | nan | RXM
| discrete output type | 2 | 1 | 2 | Relay | 0 | nan | Relay |  | 0 | nan | Relay
| light source | 2 | 2 | 1 | Bulb not included, clear | [72 empty] | 0 | nan | Bulb not included, clear |  | 0 | nan | Bulb not included, yellow
| material | 2 | 1 | 2 | Glass reinforced polyamide: base unit Polycarbonate: illuminated unit | [72 empty] | 0 | nan | Glass reinforced polyamide: base unit Polycarbonate: illuminated unit |  | 0 | nan | Glass reinforced polyamide: base unit Polycarbonate: illuminated unit
| maximum power consumption in VA | 1 | 1 | 1 | 3 VA | [20 empty] | 0 | ~ 3VA, -- 1W | 3 VA
| maximum power dissipation in W | 2 | 1 | 2 | 5 W | [72 empty] | 0 | nan | 5 W |  | 0 | nan | 5 W
| measurement range | 4 | 3 | 2 | 208...480 V voltage AC | [16 empty] | 0 | Same as RM17TE00 ¦ ,Phase lost , Same as RM17TE00 ¦ ,Phase sequence, Same as RM17TE00 ¦ ,Over / undervoltage (symmetry windows mode), Same as RM17TE00 ¦ ,Over voltage, Same as RM17TE00 ¦ ,Undervoltage , Same as RM17TE00 ¦ ,Phase asymmetry, Same as RM17TE00 ¦ ,Disconnection of neutral, Same as RM17TE00 ¦ ,Voltage Regeneration, Same as RM17TE00 ¦ ,Extreme undervoltage, Same as RM17TE00 ¦ ,Extreme Overvoltage, Same as RM17TE00 ¦ ,Extreme Asymmetry, | 183...528 V AC |  | 0 | nan | 2...20 A current |  | 12 | - ¦ ,Phase lost , - ¦ ,Phase sequence, - ¦ ,Over / undervoltage (symmetry windows mode), - ¦ ,Over voltage, - ¦ ,Undervoltage , +5…+15 % in the ranges 3 x ~ 208…480 ¦ ,Phase asymmetry, - ¦ ,Disconnection of neutral, - ¦ ,Voltage Regeneration, - ¦ ,Extreme undervoltage, - ¦ ,Extreme Overvoltage, - ¦ ,Extreme Asymmetry, | 208...480 V voltage AC |  | 8 | - ¦ ,Phase lost , - ¦ ,Phase sequence, -2…-20 % in the ranges 3 x ~ 380…480 -2…-12 % in the range 3 x ~ 208 -2…-17 % in the range 3 x ~ 220 +2…+20 % in the ranges 3 x ~ 208…440 +2…+10 % in the range 3 x ~ 480 ¦ ,Over / undervoltage (symmetry windows mode), - ¦ ,Over voltage, - ¦ ,Undervoltage , +5…+15 % in the ranges 3 x ~ 208…480 ¦ ,Phase asymmetry, - ¦ ,Disconnection of neutral, - ¦ ,Voltage Regeneration, - ¦ ,Extreme undervoltage, - ¦ ,Extreme Overvoltage, - ¦ ,Extreme Asymmetry, | 208...480 V voltage AC
| minimum switching current | 1 | 1 | 1 | 10 mA at 5 V DC | [20 empty] | 0 | nan | 10 mA at 5 V DC
| mounting diameter | 2 | 1 | 2 | 45 mm | [72 empty] | 0 | nan | 45 mm |  | 0 | nan | 45 mm
| nominal output current | 2 | 1 | 2 | 8 A | 0 | nan | 8 A |  | 0 | nan | 8 A
| product or component type | 20 | 7 | 9 | Plug-in relay | 0 | nan | Modular timing relay |  | 0 | nan | Modular timing relay |  | 0 | nan | Timing relay Plug-in relay |  | 0 | nan | Plug-in relay Timing relay |  | 0 | nan | Modular measurement and control relays |  | 0 | nan | Modular measurement and control relays |  | 0 | nan | Modular measurement and control relays |  | 0 | nan | Modular measurement and control relays |  | 0 | nan | Converter for thermocouples |  | 0 | nan | Plug-in relay |  | 0 | nan | Plug-in relay |  | 0 | nan | Plug-in relay |  | 0 | nan | Plug-in relay |  | 0 | nan | Plug-in relay |  | 0 | nan | Plug-in relay |  | 0 | nan | Plug-in relay |  | 0 | nan | Plug-in relay |  | 0 | nan | Plug-in relay |  | 0 | nan | Complete miniature beacon |  | 0 | nan | Complete miniature beacon
| product specific application | 3 | 1 | 3 | For 3-phase supply | [16 empty] | 0 | nan | For 3-phase supply | [5 empty] | 0 | nan | For 3-phase supply |  | 0 | nan | For 3-phase supply
| range of product | 20 | 6 | 10 | Zelio Relay | 0 | nan | Zelio Time |  | 0 | nan | Zelio Time |  | 0 | nan | Zelio Relay |  | 0 | nan | Zelio Relay |  | 0 | nan | Zelio Control |  | 0 | nan | Zelio Control |  | 0 | nan | Zelio Control |  | 0 | nan | Zelio Control |  | 0 | nan | Zelio Analog |  | 0 | nan | Zelio Relay |  | 0 | nan | Zelio Relay |  | 0 | nan | Zelio Relay |  | 0 | nan | Zelio Relay |  | 0 | nan | Zelio Relay |  | 0 | nan | Zelio Relay |  | 0 | nan | Harmony Relay |  | 0 | nan | Zelio Relay |  | 0 | nan | Zelio Relay |  | 0 | nan | Harmony XVD Optimum |  | 0 | nan | Harmony XVD Optimum
| relay monitored parameters | 4 | 4 | 1 | Overcurrent detection | [16 empty] | 14 | Same as RM17TE00 ¦ ,Phase lost , Same as RM17TE00 ¦ ,Phase sequence, Same as RM17TE00 ¦ ,Over / undervoltage (symmetry windows mode), Same as RM17TE00 ¦ ,Over voltage, Same as RM17TE00 ¦ ,Undervoltage , Same as RM17TE00 ¦ ,Phase asymmetry, Same as RM17TE00 ¦ ,Disconnection of neutral, Same as RM17TE00 ¦ ,Voltage Regeneration, Same as RM17TE00 ¦ ,Extreme undervoltage, Same as RM17TE00 ¦ ,Extreme overvoltage, Same as RM17TE00 ¦ ,Extreme asymmetry, | Phase sequence Asymmetry Undervoltage and overvoltage in window mode Phase failure detection |  | 0 | nan | Overcurrent detection |  | 10 | governed by response time only, status reflects to both R1 & R2 ¦ ,Phase lost , governed by response time only, status reflects to both R1 & R2 ¦ ,Phase sequence, - ¦ ,Over / undervoltage (symmetry windows mode), - ¦ ,Over voltage, - ¦ ,Undervoltage , governed by time delay, status reflects to both R1 & R2 ¦ ,Phase asymmetry, - ¦ ,Disconnection of neutral, - ¦ ,Voltage Regeneration, governed by response time only, status reflects to both R1 & R2 ¦ ,Extreme undervoltage, governed by response time only, status reflects to both R1 & R2 ¦ ,Extreme overvoltage, governed by response time only, status reflects to both R1 & R2 ¦ ,Extreme asymmetry, | Asymmetry Phase sequence Phase failure detection |  | 10 | governed by response time only, status reflects to both R1 & R2 ¦ ,Phase lost , governed by response time only, status reflects to both R1 & R2 ¦ ,Phase sequence, governed by time delay, status reflects to both R1 & R2 ¦ ,Over / undervoltage (symmetry windows mode), - ¦ ,Over voltage, - ¦ ,Undervoltage , governed by time delay, status reflects to both R1 & R2 ¦ ,Phase asymmetry, - ¦ ,Disconnection of neutral, - ¦ ,Voltage Regeneration, governed by response time only, status reflects to both R1 & R2 ¦ ,Extreme undervoltage, governed by response time only, status reflects to both R1 & R2 ¦ ,Extreme overvoltage, governed by response time only, status reflects to both R1 & R2 ¦ ,Extreme asymmetry, | Undervoltage and overvoltage in window mode Asymmetry Phase sequence Phase failure detection
| relay name | 4 | 4 | 1 | RM17JC | [16 empty] | 0 | nan | RM10TE |  | 0 | nan | RM17JC |  | 0 | nan | RM17TA |  | 0 | nan | RM17TE
| relay type | 4 | 2 | 3 | Multifunction control relay | [16 empty] | 0 | nan | Multifunction control relay |  | 0 | nan | Current control relay |  | 0 | nan | Multifunction control relay |  | 0 | nan | Multifunction control relay
| series name | 9 | 2 | 7 | Interface relay | [36 empty] | 0 | nan | Interface relay |  | 0 | nan | Interface relay |  | 0 | nan | Interface relay |  | 0 | nan | Interface relay |  | 0 | nan | Interface relay |  | 0 | nan | Interface relay |  | 0 | nan | Interface relay |  | 0 | nan | Miniature |  | 0 | nan | Miniature
| signalling type | 2 | 1 | 2 | Steady | [72 empty] | 0 | nan | Steady |  | 0 | nan | Steady
| status LED | 10 | 2 | 8 | Without | [8 empty] | 0 | nan | With |  | 0 | nan | With | [21 empty] | 0 | nan | Without |  | 0 | nan | Without |  | 0 | nan | Without |  | 0 | nan | Without |  | 0 | nan | Without |  | 0 | nan | Without | [5 empty] | 0 | nan | Without |  | 0 | nan | Without
| switching capacity in VA | 4 | 1 | 4 | 1250 VA | [16 empty] | 0 | Same as RM17TE00 ¦ ,Maximum switching voltage, Same as RM17TE00 ¦ ,Maximum switching current, Same as RM17TE00 ¦ ,Maximum switching capacity, | 1250 VA |  | 0 | ~ 250 ¦ ,Maximum switching voltage, 8 ¦ ,Maximum switching current, 2000 ¦ ,Maximum switching capacity, | 1250 VA |  | 0 | 250V ¦ ,Maximum switching voltage, 5A ¦ ,Maximum switching current, - ¦ ,Maximum switching capacity, | 1250 VA |  | 0 | 250V ¦ ,Maximum switching voltage, 5A ¦ ,Maximum switching current, - ¦ ,Maximum switching capacity, | 1250 VA
| time delay | 4 | 2 | 3 | Adjustable 0.1...10 s, +/- 10 % of the full scale value | [16 empty] | 0 | Same as RM17TE00 ¦ ,"OFF" delay, Same as RM17TE00 ¦ ,"ON" delay, Same as RM17TE00 ¦ ,Inhibition, | Adjustable 0.1...10 s, +/- 10 % of the full scale value |  | 0 | - ¦ ,"OFF" delay, - ¦ ,"ON" delay, - ¦ ,Inhibition, | Without |  | 17 | Adjustable 0.1…10 ¦ ,"OFF" delay, - ¦ ,"ON" delay, - ¦ ,Inhibition, | Adjustable 0.1...10 s, +/- 10 % of the full scale value |  | 17 | Adjustable 0.1…10 ¦ ,"OFF" delay, - ¦ ,"ON" delay, - ¦ ,Inhibition, | Adjustable 0.1...10 s, +/- 10 % of the full scale value
| time delay range | 2 | 2 | 1 | 15...300 s 0.2...3 s 1.5...30 s | [8 empty] | 0 | nan | 0.2...3 s 15...300 s 1.5...30 s |  | 0 | nan | 15...300 s 0.2...3 s 1.5...30 s
| time delay type | 2 | 1 | 2 | On-delay | [8 empty] | 0 | nan | On-delay |  | 0 | nan | On-delay
| utilisation category | 1 | 1 | 1 | AC-12 conforming to IEC 60947-5-1 AC-13 conforming to IEC 60947-5-1 AC-14 conforming to IEC 60947-5-1 AC-15 conforming to IEC 60947-5-1 DC-12 conforming to IEC 60947-5-1 DC-13 conforming to IEC 60947-5-1 DC-14 conforming to IEC 60947-5-1 | [20 empty] | 0 | nan | AC-12 conforming to IEC 60947-5-1 AC-13 conforming to IEC 60947-5-1 AC-14 conforming to IEC 60947-5-1 AC-15 conforming to IEC 60947-5-1 DC-12 conforming to IEC 60947-5-1 DC-13 conforming to IEC 60947-5-1 DC-14 conforming to IEC 60947-5-1
| utilisation coefficient | 2 | 1 | 2 | 20 % | [64 empty] | 0 | nan | 20 % |  | 0 | nan | 20 %
Offer Sustainability | China RoHS Regulation | 16 | 1 | 16 | China RoHS declaration | 0 | nan | China RoHS declaration |  | 0 | nan | China RoHS declaration | [9 empty] | 0 | nan | China RoHS declaration |  | 0 | nan | China RoHS declaration |  | 0 | nan | China RoHS declaration |  | 0 | nan | China RoHS declaration |  | 0 | nan | China RoHS declaration |  | 0 | nan | China RoHS declaration | [5 empty] | 0 | nan | China RoHS declaration |  | 0 | nan | China RoHS declaration | [5 empty] | 0 | nan | China RoHS declaration |  | 0 | nan | China RoHS declaration |  | 0 | nan | China RoHS declaration |  | 0 | nan | China RoHS declaration |  | 0 | nan | China RoHS declaration |  | 0 | nan | China RoHS declaration
| Circularity Profile | 7 | 1 | 7 | End of Life Information | 0 | nan | End of Life Information |  | 0 | nan | End of Life Information | [9 empty] | 0 | nan | End of Life Information |  | 0 | nan | End of Life Information |  | 0 | nan | End of Life Information |  | 0 | nan | End of Life Information |  | 0 | nan | End of Life Information
| EU RoHS Directive | 16 | 1 | 16 | Pro-active compliance (Product out of EU RoHS legal scope) EU RoHS Declaration | 0 | nan | Pro-active compliance (Product out of EU RoHS legal scope) EU RoHS Declaration |  | 0 | nan | Pro-active compliance (Product out of EU RoHS legal scope) EU RoHS Declaration | [9 empty] | 0 | Same as RM17TE00 Same as RM17TE00 Same as RM17TE00 Same as RM17TE00 | Pro-active compliance (Product out of EU RoHS legal scope) EU RoHS Declaration |  | 0 | EN60255-6, IEC60255-6 No 73/23/EEC + 93/68/EEC No 89/336/EEC + 92/31/EEC + 93/68/EEC 2002/95/EC | Pro-active compliance (Product out of EU RoHS legal scope) EU RoHS Declaration |  | 0 | EN/IEC 60255-1/60255-26/60255-27; EN/IEC 61000-6-1 to 61000-6-4; UL 508; CSA C22.2 No. 14, GB/T14048.5 2014/35/EU 2014/30/EU 2011/65/EU | Pro-active compliance (Product out of EU RoHS legal scope) EU RoHS Declaration |  | 0 | EN/IEC 60255-1/60255-26/60255-27; EN/IEC 61000-6-1 to 61000-6-4; UL 508; CSA C22.2 No. 14, GB/T14048.5 2014/35/EU 2014/30/EU 2011/65/EU | Pro-active compliance (Product out of EU RoHS legal scope) EU RoHS Declaration |  | 0 | nan | Pro-active compliance (Product out of EU RoHS legal scope) EU RoHS Declaration |  | 0 | nan | Pro-active compliance (Product out of EU RoHS legal scope) EU RoHS Declaration | [5 empty] | 0 | nan | Pro-active compliance (Product out of EU RoHS legal scope) EU RoHS Declaration |  | 0 | nan | Pro-active compliance (Product out of EU RoHS legal scope) EU RoHS Declaration | [5 empty] | 0 | nan | Pro-active compliance (Product out of EU RoHS legal scope) EU RoHS Declaration |  | 0 | nan | Pro-active compliance (Product out of EU RoHS legal scope) EU RoHS Declaration |  | 0 | nan | Pro-active compliance (Product out of EU RoHS legal scope) EU RoHS Declaration |  | 0 | nan | Pro-active compliance (Product out of EU RoHS legal scope) EU RoHS Declaration |  | 0 | nan | Pro-active compliance (Product out of EU RoHS legal scope) EU RoHS Declaration |  | 0 | nan | Pro-active compliance (Product out of EU RoHS legal scope) EU RoHS Declaration
| Environmental Disclosure | 16 | 1 | 16 | Product Environmental Profile | 0 | nan | Product Environmental Profile |  | 0 | nan | Product Environmental Profile | [9 empty] | 0 | nan | Product Environmental Profile |  | 0 | nan | Product Environmental Profile |  | 0 | nan | Product Environmental Profile |  | 0 | nan | Product Environmental Profile |  | 0 | nan | Product Environmental Profile |  | 0 | nan | Product Environmental Profile | [5 empty] | 0 | nan | Product Environmental Profile |  | 0 | nan | Product Environmental Profile | [5 empty] | 0 | nan | Product Environmental Profile |  | 0 | nan | Product Environmental Profile |  | 0 | nan | Product Environmental Profile |  | 0 | nan | Product Environmental Profile |  | 0 | nan | Product Environmental Profile |  | 0 | nan | Product Environmental Profile
| Mercury free | 16 | 1 | 16 | Yes | 0 | nan | Yes |  | 0 | nan | Yes | [9 empty] | 0 | nan | Yes |  | 0 | nan | Yes |  | 0 | nan | Yes |  | 0 | nan | Yes |  | 0 | nan | Yes |  | 0 | nan | Yes | [5 empty] | 0 | nan | Yes |  | 0 | nan | Yes | [5 empty] | 0 | nan | Yes |  | 0 | nan | Yes |  | 0 | nan | Yes |  | 0 | nan | Yes |  | 0 | nan | Yes |  | 0 | nan | Yes
| REACh Regulation | 12 | 1 | 12 | REACh Declaration | 0 | nan | REACh Declaration |  | 0 | nan | REACh Declaration | [9 empty] | 0 | nan | REACh Declaration |  | 0 | nan | REACh Declaration |  | 0 | nan | REACh Declaration |  | 0 | nan | REACh Declaration |  | 0 | nan | REACh Declaration | [25 empty] | 0 | nan | REACh Declaration |  | 0 | nan | REACh Declaration |  | 0 | nan | REACh Declaration |  | 0 | nan | REACh Declaration |  | 0 | nan | REACh Declaration
| REACh free of SVHC | 7 | 1 | 7 | Yes | [36 empty] | 0 | nan | Yes | [5 empty] | 0 | nan | Yes |  | 0 | nan | Yes | [5 empty] | 0 | nan | Yes |  | 0 | nan | Yes |  | 0 | nan | Yes |  | 0 | nan | Yes
| RoHS exemption information | 16 | 1 | 16 | Yes | 0 | nan | Yes |  | 0 | nan | Yes | [9 empty] | 0 | nan | Yes |  | 0 | nan | Yes |  | 0 | nan | Yes |  | 0 | nan | Yes |  | 0 | nan | Yes |  | 0 | nan | Yes | [5 empty] | 0 | nan | Yes |  | 0 | nan | Yes | [5 empty] | 0 | nan | Yes |  | 0 | nan | Yes |  | 0 | nan | Yes |  | 0 | nan | Yes |  | 0 | nan | Yes |  | 0 | nan | Yes
| Sustainable offer status | 16 | 1 | 16 | Green Premium product | 0 | nan | Green Premium product |  | 0 | nan | Green Premium product | [9 empty] | 0 | nan | Green Premium product |  | 0 | nan | Green Premium product |  | 0 | nan | Green Premium product |  | 0 | nan | Green Premium product |  | 0 | nan | Green Premium product |  | 0 | nan | Green Premium product | [5 empty] | 0 | nan | Green Premium product |  | 0 | nan | Green Premium product | [5 empty] | 0 | nan | Green Premium product |  | 0 | nan | Green Premium product |  | 0 | nan | Green Premium product |  | 0 | nan | Green Premium product |  | 0 | nan | Green Premium product |  | 0 | nan | Green Premium product
| Toxic heavy metal free | 7 | 1 | 7 | Yes | [36 empty] | 0 | nan | Yes | [5 empty] | 0 | nan | Yes |  | 0 | nan | Yes | [5 empty] | 0 | nan | Yes |  | 0 | nan | Yes |  | 0 | nan | Yes |  | 0 | nan | Yes
| WEEE | 13 | 1 | 13 | The product must be disposed on European Union markets following specific waste collection and never end up in rubbish bins | [16 empty] | 0 | nan | The product must be disposed on European Union markets following specific waste collection and never end up in rubbish bins |  | 0 | nan | The product must be disposed on European Union markets following specific waste collection and never end up in rubbish bins |  | 0 | nan | The product must be disposed on European Union markets following specific waste collection and never end up in rubbish bins |  | 0 | nan | The product must be disposed on European Union markets following specific waste collection and never end up in rubbish bins |  | 0 | nan | The product must be disposed on European Union markets following specific waste collection and never end up in rubbish bins |  | 0 | nan | The product must be disposed on European Union markets following specific waste collection and never end up in rubbish bins | [5 empty] | 0 | nan | The product must be disposed on European Union markets following specific waste collection and never end up in rubbish bins |  | 0 | nan | The product must be disposed on European Union markets following specific waste collection and never end up in rubbish bins | [5 empty] | 0 | nan | The product must be disposed on European Union markets following specific waste collection and never end up in rubbish bins | [5 empty] | 0 | nan | The product must be disposed on European Union markets following specific waste collection and never end up in rubbish bins |  | 0 | nan | The product must be disposed on European Union markets following specific waste collection and never end up in rubbish bins |  | 0 | nan | The product must be disposed on European Union markets following specific waste collection and never end up in rubbish bins |  | 0 | nan | The product must be disposed on European Union markets following specific waste collection and never end up in rubbish bins
Packing Units | Package 1 Weight | 19 | 13 | 5 | 0.001 kg | 0 | nan | 0.114 kg |  | 0 | nan | 0.108 kg |  | 0 | nan | 0.136 kg |  | 0 | nan | 0.135 kg | [5 empty] | 0 | 110 | 120 g |  | 0 | 80 | 89 g |  | 0 | 80 | 89 g |  | 0 | nan | 0.101 kg |  | 0 | nan | 0.001 kg |  | 0 | nan | 0.001 kg |  | 0 | nan | 0.001 kg |  | 0 | nan | 61 g |  | 0 | nan | 0.001 kg |  | 0 | nan | 0.001 kg |  | 0 | nan | 20.200 g |  | 0 | nan | 0.035 kg |  | 0 | nan | 0.036 kg |  | 0 | nan | 0.101 kg |  | 0 | nan | 0.100 kg
| Package 2 Weight | 4 | 4 | 1 | 4.295 kg | [20 empty] | 0 | nan | 4.295 kg |  | 0 | nan | 4.685 kg |  | 0 | nan | 5.017 kg | [17 empty] | 0 | nan | 1.23 kg
| Package 3 Weight | 1 | 1 | 1 | 7.876 kg | [48 empty] | 0 | nan | 7.876 kg

## pivot1_datasheet
|  | all_item_count | unique_item_count | most_freq_item_count | all_item_list | all_unique_item_list | most_freq_item
|  | Value | Value | Value | Value | Value | Value
Section | Parameters
Complementary | CAD overall depth | 5 | 3 | 2 | 45 mm 45 mm 108 mm 108 mm 78.45 mm | 45 mm¦ 108 mm¦ 78.45 mm | 45 mm
| CAD overall height | 5 | 3 | 2 | 104 mm 104 mm 43 mm 43 mm 79 mm | 104 mm¦ 43 mm¦ 79 mm | 104 mm
| CAD overall width | 4 | 2 | 2 | 45 mm 45 mm 33 mm 33 mm | 45 mm¦ 33 mm | 45 mm
| Coil insulation class | 1 | 1 | 1 | Class F | Class F | Class F
| Coil resistance | 1 | 1 | 1 | 68 Ohm +/- 10 % | 68 Ohm +/- 10 % | 68 Ohm +/- 10 %
| Control signal pulse width | 2 | 1 | 2 | 100 ms with load in parallel 30 ms 100 ms with load in parallel 30 ms | 100 ms with load in parallel 30 ms | 100 ms with load in parallel 30 ms
| Maximum contact resistance | 1 | 1 | 1 | 100 mOhm | 100 mOhm | 100 mOhm
| Operate time | 1 | 1 | 1 | 20 ms | 20 ms | 20 ms
| Power on delay | 2 | 1 | 2 | 100 ms 100 ms | 100 ms | 100 ms
| Rated impulse withstand voltage | 2 | 1 | 2 | 5 kV for 1.2…50 µs conforming to IEC 60664-1 5 kV for 1.2…50 µs conforming to IEC 60664-1 | 5 kV for 1.2…50 µs conforming to IEC 60664-1 | 5 kV for 1.2…50 µs conforming to IEC 60664-1
| Recovery time | 2 | 1 | 2 | 120 ms on de-energisation 120 ms on de-energisation | 120 ms on de-energisation | 120 ms on de-energisation
| Release input voltage | 2 | 1 | 2 | <= 2.4 V <= 2.4 V | <= 2.4 V | <= 2.4 V
| Release time | 1 | 1 | 1 | 20 ms | 20 ms | 20 ms
| [Ie] rated operational current | 9 | 5 | 4 | 16 A (AC-1/DC-1) NO conforming to IEC 8 A (AC-1/DC-1) NC conforming to IEC 16 A (AC-1/DC-1) NO conforming to IEC 8 A (AC-1/DC-1) NC conforming to IEC 4 A (AC-1/DC-1) NC conforming to IEC 8 A (AC-1/DC-1) NO conforming to IEC 4 A (AC-1/DC-1) NC conforming to IEC 8 A (AC-1/DC-1) NO conforming to IEC 4 A (AC-1/DC-1) NC conforming to IEC 8 A (AC-1/DC-1) NO conforming to IEC 4 A (AC-1/DC-1) NC conforming to IEC 8 A (AC-1/DC-1) NO conforming to IEC 10 A at 30 V (DC) conforming to UL 10 A at 30 V (DC) conforming to IEC 10 A at 250 V (AC) conforming to IEC 10 A at 250 V (AC) conforming to UL 12 A at 28 V (DC) NO conforming to IEC 12 A at 250 V (AC) NO conforming to IEC 6 A at 28 V (DC) NC conforming to IEC 6 A at 250 V (AC) NC conforming to IEC 12 A at 28 V (DC) conforming to UL 12 A at 277 V (AC) conforming to UL 3 A at 28 V (DC) NC conforming to IEC 3 A at 250 V (AC) NC conforming to IEC 6 A at 28 V (DC) NO conforming to IEC 6 A at 250 V (AC) NO conforming to IEC 6 A at 277 V (AC) conforming to UL 8 A at 30 V (DC) conforming to UL | 16 A (AC-1/DC-1) NO conforming to IEC 8 A (AC-1/DC-1) NC conforming to IEC¦ 4 A (AC-1/DC-1) NC conforming to IEC 8 A (AC-1/DC-1) NO conforming to IEC¦ 10 A at 30 V (DC) conforming to UL 10 A at 30 V (DC) conforming to IEC 10 A at 250 V (AC) conforming to IEC 10 A at 250 V (AC) conforming to UL¦ 12 A at 28 V (DC) NO conforming to IEC 12 A at 250 V (AC) NO conforming to IEC 6 A at 28 V (DC) NC conforming to IEC 6 A at 250 V (AC) NC conforming to IEC 12 A at 28 V (DC) conforming to UL 12 A at 277 V (AC) conforming to UL¦ 3 A at 28 V (DC) NC conforming to IEC 3 A at 250 V (AC) NC conforming to IEC 6 A at 28 V (DC) NO conforming to IEC 6 A at 250 V (AC) NO conforming to IEC 6 A at 277 V (AC) conforming to UL 8 A at 30 V (DC) conforming to UL | 4 A (AC-1/DC-1) NC conforming to IEC 8 A (AC-1/DC-1) NO conforming to IEC
| [Ithe] conventional enclosed thermal current | 1 | 1 | 1 | 10 A at -40…55 °C | 10 A at -40…55 °C | 10 A at -40…55 °C
| [Uc] control circuit voltage | 1 | 1 | 1 | 6 V DC | 6 V DC | 6 V DC
| [Ue] rated operational voltage | 6 | 5 | 2 | 176...264 V AC 50 Hz 187...264 V AC 60 Hz 48...66 V DC 184...276 V AC 50 Hz 195.5...276 V AC 60 Hz 4.8...6.6 V DC 192...288 V AC 50 Hz 204...288 V AC 60 Hz 176...264 V AC 50 Hz 187...264 V AC 60 Hz | 176...264 V AC 50 Hz 187...264 V AC 60 Hz¦ 48...66 V DC¦ 184...276 V AC 50 Hz 195.5...276 V AC 60 Hz¦ 4.8...6.6 V DC¦ 192...288 V AC 50 Hz 204...288 V AC 60 Hz | 176...264 V AC 50 Hz 187...264 V AC 60 Hz
| [Ui] rated insulation voltage | 18 | 6 | 6 | 400 V conforming to IEC 60664-1 400 V conforming to IEC 60664-1 400 V conforming to IEC 60664-1 400 V conforming to IEC 60664-1 2 kV 250 V conforming to IEC 60947-1 250 V conforming to IEC 60947-1 250 V 250 V 400 V conforming to EN/IEC 60947 400 V conforming to EN/IEC 60947 400 V conforming to EN/IEC 60947 400 V conforming to EN/IEC 60947 400 V conforming to EN/IEC 60947 400 V conforming to EN/IEC 60947 250 V conforming to IEC 300 V conforming to CSA 300 V conforming to UL 250 V conforming to IEC 300 V conforming to CSA 300 V conforming to UL 250 V conforming to IEC 300 V conforming to CSA 300 V conforming to UL | 400 V conforming to IEC 60664-1¦ 2 kV¦ 250 V conforming to IEC 60947-1¦ 250 V¦ 400 V conforming to EN/IEC 60947¦ 250 V conforming to IEC 300 V conforming to CSA 300 V conforming to UL | 400 V conforming to EN/IEC 60947
| [Uimp] rated impulse withstand voltage | 11 | 6 | 3 | 4 kV IEC 60947-1 4 kV IEC 60947-1 IEC 61000-4-5 3.6 kV 3.6 kV IEC 61000-4-5 3.6 kV IEC 61000-4-5 IEC 61000-4-5 3.6 kV 3.6 kV IEC 61000-4-5 IEC 61000-4-5 3.6 kV 6 kV 1.2/50 µs 4 kV during 1.2/50 µs 2.5 kV during 1.2/50 µs | 4 kV IEC 60947-1¦ IEC 61000-4-5 3.6 kV¦ 3.6 kV IEC 61000-4-5¦ 6 kV 1.2/50 µs¦ 4 kV during 1.2/50 µs¦ 2.5 kV during 1.2/50 µs | IEC 61000-4-5 3.6 kV
| [Us] rated supply voltage | 4 | 3 | 2 | 24...240 V AC/DC 50/60 Hz +/- 10 % 24...240 V AC/DC 50/60 Hz 24...240 V AC/DC 50/60 Hz 24 V DC +/- 20 %, non isolated | 24...240 V AC/DC 50/60 Hz +/- 10 %¦ 24...240 V AC/DC 50/60 Hz¦ 24 V DC +/- 20 %, non isolated | 24...240 V AC/DC 50/60 Hz
| abnormal analogue output current | 1 | 1 | 1 | -30…0 mA when no input or input wire broken | -30…0 mA when no input or input wire broken | -30…0 mA when no input or input wire broken
| abnormal analogue output voltage | 1 | 1 | 1 | -15...-11 V when no input or input wire broken 11...15 V when no input or input wire broken | -15...-11 V when no input or input wire broken 11...15 V when no input or input wire broken | -15...-11 V when no input or input wire broken 11...15 V when no input or input wire broken
| adjustment of asymmetry threshold | 3 | 1 | 3 | 5...15 % of Un selected 5...15 % of Un selected 5...15 % of Un selected | 5...15 % of Un selected | 5...15 % of Un selected
| average coil consumption | 8 | 3 | 4 | 2.5 W at 20 °C 2.5 W at 20 °C 0.75 VA AC 60 Hz 0.45 W DC 0.75 VA AC 60 Hz 0.45 W DC 0.75 VA AC 60 Hz 0.75 VA AC 60 Hz | 2.5 W at 20 °C¦ 0.75 VA AC 60 Hz¦ 0.45 W DC | 0.75 VA AC 60 Hz
| average coil consumption in VA | 4 | 2 | 2 | 2.9 at 20 °C 2.9 at 20 °C 1.2 at 60 Hz 1.2 at 60 Hz | 2.9 at 20 °C¦ 1.2 at 60 Hz | 2.9 at 20 °C
| average coil resistance | 8 | 6 | 2 | 35500 Ohm network: AC at 20 °C +/- 15 % 7500 Ohm network: DC at 20 °C +/- 10 % 38500 Ohm network: AC at 20 °C +/- 15 % 90 Ohm network: DC at 20 °C +/- 10 % 42500 Ohm network: AC at 20 °C +/- 15 % 35500 Ohm network: AC at 20 °C +/- 15 % 180 Ohm at 20 °C +/- 15 % 180 Ohm at 20 °C +/- 15 % | 35500 Ohm network: AC at 20 °C +/- 15 %¦ 7500 Ohm network: DC at 20 °C +/- 10 %¦ 38500 Ohm network: AC at 20 °C +/- 15 %¦ 90 Ohm network: DC at 20 °C +/- 10 %¦ 42500 Ohm network: AC at 20 °C +/- 15 %¦ 180 Ohm at 20 °C +/- 15 % | 35500 Ohm network: AC at 20 °C +/- 15 %
| average consumption | 2 | 1 | 2 | 1.2 VA at 60 Hz 1.2 VA at 60 Hz | 1.2 VA at 60 Hz | 1.2 VA at 60 Hz
| average resistance | 2 | 1 | 2 | 30 mOhm at 20 °C 30 mOhm at 20 °C | 30 mOhm at 20 °C | 30 mOhm at 20 °C
| cable entry | 2 | 1 | 2 | 1 entry tapped for Pg 7 1 entry tapped for Pg 7 | 1 entry tapped for Pg 7 | 1 entry tapped for Pg 7
| clamping connection capacity | 1 | 1 | 1 | 2 x 1.5 mm² 1 x 2.5 mm² | 2 x 1.5 mm² 1 x 2.5 mm² | 2 x 1.5 mm² 1 x 2.5 mm²
| cold junction compensation | 1 | 1 | 1 | Built-in, measurement: between 0 and 60 °C | Built-in, measurement: between 0 and 60 °C | Built-in, measurement: between 0 and 60 °C
| colour of cover | 1 | 1 | 1 | Standard | Standard | Standard
| connections - terminals | 8 | 3 | 4 | Screw terminals, 1 x 0.5...1 x 4 mm² (AWG 20...AWG 11) solid without cable end Screw terminals, 2 x 0.5...2 x 2.5 mm² (AWG 20...AWG 14) solid without cable end Screw terminals, 1 x 0.2...1 x 2.5 mm² (AWG 24...AWG 12) flexible with cable end Screw terminals, 2 x 0.2...2 x 1.5 mm² (AWG 24...AWG 16) flexible with cable end Screw terminals, 1 x 0.5...1 x 4 mm² (AWG 20...AWG 11) solid without cable end Screw terminals, 2 x 0.5...2 x 2.5 mm² (AWG 20...AWG 14) solid without cable end Screw terminals, 1 x 0.2...1 x 2.5 mm² (AWG 24...AWG 12) flexible with cable end Screw terminals, 2 x 0.2...2 x 1.5 mm² (AWG 24...AWG 16) flexible with cable end Screw terminals, 1 x 0.5...1 x 4 mm² (AWG 20...AWG 11) solid without cable end Screw terminals, 2 x 0.5...2 x 2.5 mm² (AWG 20...AWG 14) solid without cable end Screw terminals, 1 x 0.2...1 x 2.5 mm² (AWG 24...AWG 12) flexible with cable end Screw terminals, 2 x 0.2...2 x 1.5 mm² (AWG 24...AWG 16) flexible with cable end Screw terminals, 1 x 0.5...1 x 4 mm² (AWG 20...AWG 11) solid without cable end Screw terminals, 2 x 0.5...2 x 2.5 mm² (AWG 20...AWG 14) solid without cable end Screw terminals, 1 x 0.2...1 x 2.5 mm² (AWG 24...AWG 12) flexible with cable end Screw terminals, 2 x 0.2...2 x 1.5 mm² (AWG 24...AWG 16) flexible with cable end Screw terminals, 1 x 0.5...1 x 3.3 mm² (AWG 20...AWG 12) solid without cable end Screw terminals, 2 x 0.5...2 x 2.5 mm² (AWG 20...AWG 14) solid without cable end Screw terminals, 1 x 0.2...1 x 2.5 mm² (AWG 24...AWG 14) flexible with cable end Screw terminals, 2 x 0.2...2 x 1.5 mm² (AWG 24...AWG 16) flexible with cable end Screw terminals, 1 x 0.5...1 x 3.3 mm² (AWG 20...AWG 12) solid without cable end Screw terminals, 2 x 0.5...2 x 2.5 mm² (AWG 20...AWG 14) solid without cable end Screw terminals, 1 x 0.2...1 x 2.5 mm² (AWG 24...AWG 14) flexible with cable end Screw terminals, 2 x 0.2...2 x 1.5 mm² (AWG 24...AWG 16) flexible with cable end Screw clamp terminals, <= 1 x 1.5 mm² with cable end Screw clamp terminals, <= 1 x 1.5 mm² with cable end | Screw terminals, 1 x 0.5...1 x 4 mm² (AWG 20...AWG 11) solid without cable end Screw terminals, 2 x 0.5...2 x 2.5 mm² (AWG 20...AWG 14) solid without cable end Screw terminals, 1 x 0.2...1 x 2.5 mm² (AWG 24...AWG 12) flexible with cable end Screw terminals, 2 x 0.2...2 x 1.5 mm² (AWG 24...AWG 16) flexible with cable end¦ Screw terminals, 1 x 0.5...1 x 3.3 mm² (AWG 20...AWG 12) solid without cable end Screw terminals, 2 x 0.5...2 x 2.5 mm² (AWG 20...AWG 14) solid without cable end Screw terminals, 1 x 0.2...1 x 2.5 mm² (AWG 24...AWG 14) flexible with cable end Screw terminals, 2 x 0.2...2 x 1.5 mm² (AWG 24...AWG 16) flexible with cable end¦ Screw clamp terminals, <= 1 x 1.5 mm² with cable end | Screw terminals, 1 x 0.5...1 x 4 mm² (AWG 20...AWG 11) solid without cable end Screw terminals, 2 x 0.5...2 x 2.5 mm² (AWG 20...AWG 14) solid without cable end Screw terminals, 1 x 0.2...1 x 2.5 mm² (AWG 24...AWG 12) flexible with cable end Screw terminals, 2 x 0.2...2 x 1.5 mm² (AWG 24...AWG 16) flexible with cable end
| contact bounce time | 2 | 1 | 2 | <= 10 ms <= 10 ms | <= 10 ms | <= 10 ms
| contacts material | 10 | 4 | 6 | Cadmium free Silver alloy (Ag/Ni) Silver alloy (Ag/Ni) Silver alloy (Ag/Ni) Silver alloy (Ag/Ni) Silver alloy (Ag/Ni) Silver alloy (Ag/Ni) Silver alloy (AgSnO2In2O3) AgNi AgNi | Cadmium free¦ Silver alloy (Ag/Ni)¦ Silver alloy (AgSnO2In2O3)¦ AgNi | Silver alloy (Ag/Ni)
| contacts type and composition | 2 | 2 | 1 | 1 C/O timed contact, cadmium free 1 C/O timed or instantaneous contact, cadmium free 1 C/O timed or instantaneous contact, cadmium free 2 C/O timed contact, cadmium free | 1 C/O timed contact, cadmium free 1 C/O timed or instantaneous contact, cadmium free¦ 1 C/O timed or instantaneous contact, cadmium free 2 C/O timed contact, cadmium free | 1 C/O timed contact, cadmium free 1 C/O timed or instantaneous contact, cadmium free
| control circuit frequency | 4 | 2 | 3 | 40...70 Hz sinusoidal 50...60 Hz +/- 10 % 50...60 Hz +/- 10 % 50...60 Hz +/- 10 % | 40...70 Hz sinusoidal¦ 50...60 Hz +/- 10 % | 50...60 Hz +/- 10 %
| control circuit voltage limits | 5 | 2 | 3 | - 12 % + 10 % Un - 12 % + 10 % Un - 12 % + 10 % Un 0.8...1.1 Uc conforming to IEC 60255 0.8...1.1 Uc conforming to IEC 60255 | - 12 % + 10 % Un¦ 0.8...1.1 Uc conforming to IEC 60255 | - 12 % + 10 % Un
| control type | 3 | 3 | 1 | Rotary knob Diagnostic button Potentiometer external Rotary knob Diagnostic button Lockable test button | Rotary knob Diagnostic button Potentiometer external¦ Rotary knob Diagnostic button¦ Lockable test button | Rotary knob Diagnostic button Potentiometer external
| creepage distance | 2 | 1 | 2 | 4 kV/3 conforming to IEC 60664-1 4 kV/3 conforming to IEC 60664-1 | 4 kV/3 conforming to IEC 60664-1 | 4 kV/3 conforming to IEC 60664-1
| current consumption | 1 | 1 | 1 | <= 40 mA for voltage output <= 60 mA for current output | <= 40 mA for voltage output <= 60 mA for current output | <= 40 mA for voltage output <= 60 mA for current output
| delay at power up | 4 | 2 | 3 | 0.5 s 650 ms 650 ms 650 ms | 0.5 s¦ 650 ms | 650 ms
| device presentation | 9 | 1 | 9 | Complete product Complete product Complete product Complete product Complete product Complete product Complete product Complete product Complete product | Complete product | Complete product
| dielectric strength | 1 | 1 | 1 | 1000 V AC between contacts with micro disconnection 5000 V AC between coil and contact with reinforced insulation | 1000 V AC between contacts with micro disconnection 5000 V AC between coil and contact with reinforced insulation | 1000 V AC between contacts with micro disconnection 5000 V AC between coil and contact with reinforced insulation
| drop-out voltage threshold | 9 | 3 | 4 | >= 0.15 Uc AC >= 0.1 Uc DC >= 0.15 Uc AC >= 0.1 Uc DC >= 0.15 Uc AC >= 0.15 Uc AC >= 0.1 Uc DC >= 0.15 Uc >= 0.15 Uc | >= 0.15 Uc AC¦ >= 0.1 Uc DC¦ >= 0.15 Uc | >= 0.15 Uc AC
| electrical durability | 15 | 6 | 4 | 100000 cycles 100000 cycles 100000 cycles 100000 cycles 100000 cycles, 8 A at 250 V, AC-1 100000 cycles, 2 A at 24 V, DC-1 100000 cycles, 8 A at 250 V, AC-1 100000 cycles, 2 A at 24 V, DC-1 100000 cycles, 16 A at 250 V, AC-1 NO 100000 cycles, 8 A at 250 V, AC-1 NC 100000 cycles, 16 A at 250 V, AC-1 NO 100000 cycles, 8 A at 250 V, AC-1 NC 100000 cycles, 8 A at 250 V, AC-1 NO 100000 cycles, 4 A at 250 V, AC-1 NC 100000 cycles, 8 A at 250 V, AC-1 NO 100000 cycles, 4 A at 250 V, AC-1 NC 100000 cycles, 8 A at 250 V, AC-1 NO 100000 cycles, 4 A at 250 V, AC-1 NC 100000 cycles, 8 A at 250 V, AC-1 NO 100000 cycles, 4 A at 250 V, AC-1 NC 100000 cycles for NO resistive load at 55 °C 100000 cycles for NC resistive load at 55 °C 100000 cycles for resistive load 100000 cycles for resistive load | 100000 cycles¦ 100000 cycles, 8 A at 250 V, AC-1 100000 cycles, 2 A at 24 V, DC-1¦ 100000 cycles, 16 A at 250 V, AC-1 NO 100000 cycles, 8 A at 250 V, AC-1 NC¦ 100000 cycles, 8 A at 250 V, AC-1 NO 100000 cycles, 4 A at 250 V, AC-1 NC¦ 100000 cycles for NO resistive load at 55 °C 100000 cycles for NC resistive load at 55 °C¦ 100000 cycles for resistive load | 100000 cycles
| fixing mode | 1 | 1 | 1 | By screws (mounting plate) Clip-on (35 mm symmetrical DIN rail) | By screws (mounting plate) Clip-on (35 mm symmetrical DIN rail) | By screws (mounting plate) Clip-on (35 mm symmetrical DIN rail)
| housing material | 6 | 2 | 4 | Self-extinguishing plastic Self-extinguishing plastic Self-extinguishing plastic Self-extinguishing plastic Self-extinguishing Self-extinguishing | Self-extinguishing plastic¦ Self-extinguishing | Self-extinguishing plastic
| hysteresis | 4 | 2 | 3 | 15 % fixed of threshold setting 2 % 2 % 2 % | 15 % fixed of threshold setting¦ 2 % | 2 %
| immunity to microbreaks | 2 | 1 | 2 | 10 ms 10 ms | 10 ms | 10 ms
| input current | 1 | 1 | 1 | 100000 mA permanent at 25 °C 300000 mA non repetitive < 3 s at 25 °C | 100000 mA permanent at 25 °C 300000 mA non repetitive < 3 s at 25 °C | 100000 mA permanent at 25 °C 300000 mA non repetitive < 3 s at 25 °C
| insulation | 1 | 1 | 1 | Between supply and measurement | Between supply and measurement | Between supply and measurement
| insulation resistance | 7 | 3 | 4 | > 500 MOhm at 500 V DC conforming to IEC 60255-5 > 500 MOhm at 500 V DC conforming to IEC 60664-1 > 500 MOhm at 500 V DC conforming to IEC 60255-5 > 500 MOhm at 500 V DC conforming to IEC 60664-1 > 500 MOhm at 500 V DC conforming to IEC 60255-5 > 500 MOhm at 500 V DC conforming to IEC 60664-1 > 500 MOhm at 500 V DC conforming to IEC 60255-5 > 500 MOhm at 500 V DC conforming to IEC 60664-1 100 MOhm at 500 V DC conforming to IEC 60664-1 100 MOhm at 500 V DC conforming to IEC 60664-1 1000 MOhm at 500 V DC | > 500 MOhm at 500 V DC conforming to IEC 60255-5 > 500 MOhm at 500 V DC conforming to IEC 60664-1¦ 100 MOhm at 500 V DC conforming to IEC 60664-1¦ 1000 MOhm at 500 V DC | > 500 MOhm at 500 V DC conforming to IEC 60255-5 > 500 MOhm at 500 V DC conforming to IEC 60664-1
| load current | 1 | 1 | 1 | 10 A at 250 V AC | 10 A at 250 V AC | 10 A at 250 V AC
| local signalling | 6 | 4 | 3 | LED (green) for power ON LED (yellow) for relay ON LED (green) for power ON LED (yellow) for relay ON LED (green) for power ON LED (yellow) for relay ON LED (green)power ON: LED (yellow)relay ON: LED (green) for power ON Flag | LED (green) for power ON LED (yellow) for relay ON¦ LED (green)power ON: LED (yellow)relay ON:¦ LED (green) for power ON¦ Flag | LED (green) for power ON LED (yellow) for relay ON
| marking | 11 | 2 | 10 | CE : 73/23/EEC CE : EMC 89/336/EEC CE CE CE CE CE CE CE CE CE CE | CE : 73/23/EEC CE : EMC 89/336/EEC¦ CE | CE
| maximum measuring cycle | 4 | 2 | 3 | 30 ms measurement cycle as true rms value 150 ms measurement cycle as true rms value 150 ms measurement cycle as true rms value 150 ms measurement cycle as true rms value | 30 ms measurement cycle as true rms value¦ 150 ms measurement cycle as true rms value | 150 ms measurement cycle as true rms value
| maximum power consumption in W | 1 | 1 | 1 | 1 W | 1 W | 1 W
| maximum switching capacity | 9 | 5 | 4 | 4000 VA AC 448 W DC 4000 VA AC 448 W DC 2000 VA AC 224 W DC 2000 VA AC 224 W DC 2000 VA AC 224 W DC 2000 VA AC 224 W DC 2500 VA 3000 VA/336 W 1500 VA/168 W | 4000 VA AC 448 W DC¦ 2000 VA AC 224 W DC¦ 2500 VA¦ 3000 VA/336 W¦ 1500 VA/168 W | 2000 VA AC 224 W DC
| maximum switching current | 5 | 2 | 3 | 5 A AC 5 A DC 5 A AC 5 A DC 5 A AC 5 A DC 8 A 8 A | 5 A AC 5 A DC¦ 8 A | 5 A AC 5 A DC
| maximum switching voltage | 15 | 6 | 6 | 250 V AC/DC 250 V AC 250 V DC 250 V AC 250 V DC 250 V AC 250 V DC 250 V AC 250 V AC 300 V DC 400 V AC 300 V DC 400 V AC 300 V DC 400 V AC 300 V DC 400 V AC 300 V DC 400 V AC 300 V DC 400 V AC 250 V AC 30 V DC 250 V conforming to IEC 250 V conforming to IEC | 250 V AC/DC¦ 250 V AC 250 V DC¦ 250 V AC¦ 300 V DC 400 V AC¦ 250 V AC 30 V DC¦ 250 V conforming to IEC | 300 V DC 400 V AC
| maximum voltage drop | 2 | 1 | 2 | <100 V for 3 A at 24 V <100 V for 3 A at 24 V | <100 V for 3 A at 24 V | <100 V for 3 A at 24 V
| measurement accuracy | 1 | 1 | 1 | +/- 10 % of the full scale value | +/- 10 % of the full scale value | +/- 10 % of the full scale value
| measurement error | 5 | 3 | 3 | +/- 0.05 %/°C with temperature variation < 1 % over the whole range with voltage variation < 0.05 %/°C with temperature variation < 1 % over the whole range with voltage variation < 0.05 %/°C with temperature variation < 1 % over the whole range with voltage variation < 0.05 %/°C with temperature variation < 1 % over the whole range with voltage variation +/- 10 % of full scale at 20 °C (electromagnetic interference of 10 V/m) +/- 1 % of full scale at 20 °C | +/- 0.05 %/°C with temperature variation < 1 % over the whole range with voltage variation¦ < 0.05 %/°C with temperature variation < 1 % over the whole range with voltage variation¦ +/- 10 % of full scale at 20 °C (electromagnetic interference of 10 V/m) +/- 1 % of full scale at 20 °C | < 0.05 %/°C with temperature variation < 1 % over the whole range with voltage variation
| measurement voltage limits | 2 | 1 | 2 | 183…528 V AC 183…528 V AC | 183…528 V AC | 183…528 V AC
| mechanical durability | 17 | 3 | 10 | 30000000 cycles 30000000 cycles 30000000 cycles 30000000 cycles 10000000 cycles 10000000 cycles 20000000 cycles 20000000 cycles 30000000 cycles 30000000 cycles 30000000 cycles 30000000 cycles 30000000 cycles 30000000 cycles 10000000 cycles 10000000 cycles 10000000 cycles | 30000000 cycles¦ 10000000 cycles¦ 20000000 cycles | 30000000 cycles
| minimum switching capacity | 11 | 5 | 6 | 50 mVA at 1 mA, 1 V 150 mVA at 10 mA, 1 V 300 mW at 5 mA 300 mW at 5 mA 300 mW at 5 mA 300 mW at 5 mA 300 mW at 5 mA 300 mW at 5 mA 500 mW at 100 mA, 5 V DC 170 mW at 10 mA, 17 V 170 mW at 10 mA, 17 V | 50 mVA at 1 mA, 1 V¦ 150 mVA at 10 mA, 1 V¦ 300 mW at 5 mA¦ 500 mW at 100 mA, 5 V DC¦ 170 mW at 10 mA, 17 V | 300 mW at 5 mA
| minimum switching current | 11 | 2 | 6 | 10 mA at 5 V DC 10 mA at 5 V DC 10 mA at 5 V DC 10 mA at 5 V DC 10 mA at 5 V DC 5 mA 5 mA 5 mA 5 mA 5 mA 5 mA | 10 mA at 5 V DC¦ 5 mA | 5 mA
| minimum switching voltage | 6 | 1 | 6 | 5 V 5 V 5 V 5 V 5 V 5 V | 5 V | 5 V
| mounting position | 3 | 1 | 3 | Any position Any position Any position | Any position | Any position
| mounting support | 6 | 2 | 4 | 35 mm symmetrical DIN rail conforming to EN/IEC 60715 35 mm symmetrical DIN rail conforming to EN/IEC 60715 35 mm symmetrical DIN rail conforming to EN/IEC 60715 35 mm symmetrical DIN rail conforming to EN/IEC 60715 35 mm DIN rail conforming to EN/IEC 60715 35 mm DIN rail conforming to EN/IEC 60715 | 35 mm symmetrical DIN rail conforming to EN/IEC 60715¦ 35 mm DIN rail conforming to EN/IEC 60715 | 35 mm symmetrical DIN rail conforming to EN/IEC 60715
| net weight | 14 | 6 | 6 | 0.13 kg 0.13 kg 0.13 kg 0.13 kg 0.105 kg 0.105 kg 0.12 kg 0.08 kg 0.08 kg 0.13 kg 0.13 kg 0.02 kg 0.037 kg 0.037 kg | 0.13 kg¦ 0.105 kg¦ 0.12 kg¦ 0.08 kg¦ 0.02 kg¦ 0.037 kg | 0.13 kg
| nominal output current | 4 | 1 | 4 | 5 A 5 A 5 A 5 A | 5 A | 5 A
| operate time | 2 | 1 | 2 | 20 ms 20 ms | 20 ms | 20 ms
| operating position | 14 | 2 | 10 | Any position without derating Any position without derating Any position without derating Any position without derating Any position Any position Any position Any position Any position Any position Any position Any position Any position Any position | Any position without derating¦ Any position | Any position
| operating rate | 13 | 4 | 6 | <= 360 operations/hour full load <= 360 operations/hour full load <= 360 operations/hour full load <= 360 operations/hour full load <= 600 cycles/hour under load <= 72000 cycles/hour no-load <= 600 cycles/hour under load <= 72000 cycles/hour no-load <= 600 cycles/hour under load <= 72000 cycles/hour no-load <= 600 cycles/hour under load <= 72000 cycles/hour no-load <= 600 cycles/hour under load <= 72000 cycles/hour no-load <= 600 cycles/hour under load <= 72000 cycles/hour no-load <= 1800 cycles/hour under load <= 18000 cycles/hour no-load <= 1200 cycles/hour under load <= 18000 cycles/hour no-load <= 1200 cycles/hour under load <= 18000 cycles/hour no-load | <= 360 operations/hour full load¦ <= 600 cycles/hour under load <= 72000 cycles/hour no-load¦ <= 1800 cycles/hour under load <= 18000 cycles/hour no-load¦ <= 1200 cycles/hour under load <= 18000 cycles/hour no-load | <= 600 cycles/hour under load <= 72000 cycles/hour no-load
| operating time | 6 | 2 | 4 | 10 ms between coil de-energisation and making of the Off-delay contact 12 ms between coil energisation and making of the On-delay contact 4 ms between coil de-energisation and making of the Off-delay contact 9 ms between coil energisation and making of the On-delay contact 10 ms between coil de-energisation and making of the Off-delay contact 12 ms between coil energisation and making of the On-delay contact 4 ms between coil de-energisation and making of the Off-delay contact 9 ms between coil energisation and making of the On-delay contact 10 ms between coil de-energisation and making of the Off-delay contact 12 ms between coil energisation and making of the On-delay contact 10 ms between coil de-energisation and making of the Off-delay contact 12 ms between coil energisation and making of the On-delay contact | 10 ms between coil de-energisation and making of the Off-delay contact 12 ms between coil energisation and making of the On-delay contact¦ 4 ms between coil de-energisation and making of the Off-delay contact 9 ms between coil energisation and making of the On-delay contact | 10 ms between coil de-energisation and making of the Off-delay contact 12 ms between coil energisation and making of the On-delay contact
| operating voltage tolerance | 1 | 1 | 1 | - 15 % + 10 % Un | - 15 % + 10 % Un | - 15 % + 10 % Un
| output contacts | 4 | 1 | 4 | 1 C/O 1 C/O 1 C/O 1 C/O | 1 C/O | 1 C/O
| overvoltage category | 6 | 1 | 6 | III conforming to IEC 60664-1 III conforming to IEC 60664-1 III conforming to IEC 60664-1 III conforming to IEC 60664-1 III conforming to IEC 60664-1 III conforming to IEC 60664-1 | III conforming to IEC 60664-1 | III conforming to IEC 60664-1
| phase failure sensitivity | 3 | 1 | 3 | 0.7 Un 0.7 Un 0.7 Un | 0.7 Un | 0.7 Un
| polarity | 1 | 1 | 1 | Yes DC | Yes DC | Yes DC
| power consumption in VA | 5 | 2 | 3 | 0…22 VA at 400 V AC 50 Hz 0…22 VA at 400 V AC 50 Hz 0…22 VA at 400 V AC 50 Hz 3 VA at 240 V AC 3 VA at 240 V AC | 0…22 VA at 400 V AC 50 Hz¦ 3 VA at 240 V AC | 0…22 VA at 400 V AC 50 Hz
| power consumption in W | 2 | 1 | 2 | 1.5 W at 240 V DC 1.5 W at 240 V DC | 1.5 W at 240 V DC | 1.5 W at 240 V DC
| protection category | 8 | 1 | 8 | RT I RT I RT I RT I RT I RT I RT I RT I | RT I | RT I
| protection type | 1 | 1 | 1 | Overvoltage protection on output (+/- 30 V) Reverse polarity protection on output Short-circuit protection on output | Overvoltage protection on output (+/- 30 V) Reverse polarity protection on output Short-circuit protection on output | Overvoltage protection on output (+/- 30 V) Reverse polarity protection on output Short-circuit protection on output
| rated operational voltage limits | 2 | 1 | 2 | 19.2...26.4 V AC 19.2...26.4 V AC | 19.2...26.4 V AC | 19.2...26.4 V AC
| release time | 2 | 1 | 2 | 20 ms 20 ms | 20 ms | 20 ms
| repeat accuracy | 9 | 5 | 3 | +/- 0.5 % for input and measurement circuit 0.5 % for input and measurement circuit 3 % for time delay 0.5 % for input and measurement circuit 3 % for time delay 0.5 % for input and measurement circuit 3 % for time delay +/- 0.5 % conforming to IEC 61812-1 +/- 0.5 % conforming to IEC 61812-1 +/- 0.25 % full scale at 20 °C +/- 0.8 % full scale at 60 °C +/- 1 % +/- 1 % | +/- 0.5 % for input and measurement circuit¦ 0.5 % for input and measurement circuit 3 % for time delay¦ +/- 0.5 % conforming to IEC 61812-1¦ +/- 0.25 % full scale at 20 °C +/- 0.8 % full scale at 60 °C¦ +/- 1 % | 0.5 % for input and measurement circuit 3 % for time delay
| reset time | 5 | 2 | 3 | 1500 ms time delay 1500 ms time delay 1500 ms time delay 100 ms 100 ms | 1500 ms time delay¦ 100 ms | 1500 ms time delay
| resistive rated load | 8 | 4 | 4 | 16 A at 250 V AC 16 A at 28 V DC 16 A at 250 V AC 16 A at 28 V DC 8 A at 250 V AC 8 A at 28 V DC 8 A at 250 V AC 8 A at 28 V DC 8 A at 250 V AC 8 A at 28 V DC 8 A at 250 V AC 8 A at 28 V DC 12 A at 250 V AC 12 A at 28 V DC 6 A at 250 V AC 6 A at 28 V DC | 16 A at 250 V AC 16 A at 28 V DC¦ 8 A at 250 V AC 8 A at 28 V DC¦ 12 A at 250 V AC 12 A at 28 V DC¦ 6 A at 250 V AC 6 A at 28 V DC | 8 A at 250 V AC 8 A at 28 V DC
| response time | 4 | 1 | 4 | < 200 ms (in the event of a fault) < 200 ms (in the event of a fault) < 200 ms (in the event of a fault) < 200 ms (in the event of a fault) | < 200 ms (in the event of a fault) | < 200 ms (in the event of a fault)
| safety reliability data | 15 | 6 | 9 | MTTFd = 502.2 years B10d = 470000 MTTFd = 502.2 years B10d = 470000 B10d = 470000 MTTFd = 502.2 years B10d = 200000 MTTFd = 216.8 years MTTFd = 251.1 years B10d = 230000 B10d = 45447 MTTFd = 49.2 years B10d = 100000 B10d = 100000 B10d = 100000 B10d = 100000 B10d = 100000 B10d = 100000 B10d = 100000 B10d = 100000 B10d = 100000 | MTTFd = 502.2 years B10d = 470000¦ B10d = 470000 MTTFd = 502.2 years¦ B10d = 200000 MTTFd = 216.8 years¦ MTTFd = 251.1 years B10d = 230000¦ B10d = 45447 MTTFd = 49.2 years¦ B10d = 100000 | B10d = 100000
| sale per indivisible quantity | 6 | 1 | 6 | 10 10 10 10 10 10 | 10 | 10
| setting accuracy of time delay | 4 | 2 | 2 | +/- 10 % of full scale at 25 °C conforming to IEC 61812-1 +/- 10 % of full scale at 25 °C conforming to IEC 61812-1 +/- 15 % of full scale +/- 15 % of full scale | +/- 10 % of full scale at 25 °C conforming to IEC 61812-1¦ +/- 15 % of full scale | +/- 10 % of full scale at 25 °C conforming to IEC 61812-1
| shape of pin | 8 | 1 | 8 | Flat Flat Flat Flat Flat Flat Flat Flat | Flat | Flat
| status LED | 3 | 2 | 2 | LED backlight green (steady) for dial pointer indication LED yellow (steady) for output relay energised LED yellow (fast flashing) for timing in progress and output relay de-energised LED yellow (slow flashing) for timing in progress and output relay energised LED backlight green (steady) for dial pointer indication LED yellow (steady) for output relay energised LED yellow (fast flashing) for timing in progress and output relay de-energised LED yellow (slow flashing) for timing in progress and output relay energised Without | LED backlight green (steady) for dial pointer indication LED yellow (steady) for output relay energised LED yellow (fast flashing) for timing in progress and output relay de-energised LED yellow (slow flashing) for timing in progress and output relay energised¦ Without | LED backlight green (steady) for dial pointer indication LED yellow (steady) for output relay energised LED yellow (fast flashing) for timing in progress and output relay de-energised LED yellow (slow flashing) for timing in progress and output relay energised
| supply frequency | 5 | 2 | 3 | 50/60 Hz +/- 10 % 50/60 Hz +/- 10 % 50/60 Hz +/- 10 % 50...60 Hz +/- 5 % 50...60 Hz +/- 5 % | 50/60 Hz +/- 10 %¦ 50...60 Hz +/- 5 % | 50/60 Hz +/- 10 %
| supply voltage limits | 4 | 2 | 3 | 20.4…264 V AC/DC 183…528 V AC 183…528 V AC 183…528 V AC | 20.4…264 V AC/DC¦ 183…528 V AC | 183…528 V AC
| surge withstand | 1 | 1 | 1 | 0.5 kV during 1.2/50 µs conforming to IEC 61000-4-5 | 0.5 kV during 1.2/50 µs conforming to IEC 61000-4-5 | 0.5 kV during 1.2/50 µs conforming to IEC 61000-4-5
| switching capacity in VA | 2 | 1 | 2 | 2000 VA 2000 VA | 2000 VA | 2000 VA
| switching time | 2 | 1 | 2 | 1...3 ms AC for energisation/de-energisation 0.5...6 ms AC for de-energisation/energisation 1...4 ms DC for energisation/de-energisation 1.2...4 ms DC for de-energisation/energisation 1...3 ms AC for energisation/de-energisation 0.5...6 ms AC for de-energisation/energisation 1...4 ms DC for energisation/de-energisation 1.2...4 ms DC for de-energisation/energisation | 1...3 ms AC for energisation/de-energisation 0.5...6 ms AC for de-energisation/energisation 1...4 ms DC for energisation/de-energisation 1.2...4 ms DC for de-energisation/energisation | 1...3 ms AC for energisation/de-energisation 0.5...6 ms AC for de-energisation/energisation 1...4 ms DC for energisation/de-energisation 1.2...4 ms DC for de-energisation/energisation
| temperature coefficient | 1 | 1 | 1 | 200 ppm/°C | 200 ppm/°C | 200 ppm/°C
| temperature drift | 2 | 1 | 2 | +/- 0.05 %/°C +/- 0.05 %/°C | +/- 0.05 %/°C | +/- 0.05 %/°C
| terminals description ISO n°1 | 4 | 4 | 1 | (GND)GROUND (COM-1)PW (COM-1)PW (GND)GROUND (A1-A2)CO (41-42-44)OC (21-22-24)OC (31-32-34)OC (11-12-14)OC (31-32-34)OC (41-42-44)OC (11-12-14)OC (21-22-24)OC (A1-A2)CO | (GND)GROUND (COM-1)PW¦ (COM-1)PW (GND)GROUND¦ (A1-A2)CO (41-42-44)OC (21-22-24)OC (31-32-34)OC (11-12-14)OC¦ (31-32-34)OC (41-42-44)OC (11-12-14)OC (21-22-24)OC (A1-A2)CO | (GND)GROUND (COM-1)PW
| test levels | 3 | 1 | 3 | Level A group mounting Level A group mounting Level A group mounting | Level A group mounting | Level A group mounting
| threshold adjustment voltage | 3 | 3 | 1 | +2...+17 % in the range 480 V AC 2...20 % of Un selected -2...-17 % in the range 220 V AC -2...-12 % in the range 208 V AC -2...-17 % in the range 220 V AC +2...+17 % in the range 480 V AC -2...-12 % in the range 208 V AC 2...20 % of Un selected -2...-12 % in the range 208 V AC 2...20 % of Un selected +2...+17 % in the range 480 V AC -2...-17 % in the range 220 V AC | +2...+17 % in the range 480 V AC 2...20 % of Un selected -2...-17 % in the range 220 V AC -2...-12 % in the range 208 V AC¦ -2...-17 % in the range 220 V AC +2...+17 % in the range 480 V AC -2...-12 % in the range 208 V AC 2...20 % of Un selected¦ -2...-12 % in the range 208 V AC 2...20 % of Un selected +2...+17 % in the range 480 V AC -2...-17 % in the range 220 V AC | +2...+17 % in the range 480 V AC 2...20 % of Un selected -2...-17 % in the range 220 V AC -2...-12 % in the range 208 V AC
| threshold setting | 1 | 1 | 1 | 10...100 % | 10...100 % | 10...100 %
| tightening torque | 7 | 2 | 6 | 0.6…1 N.m conforming to IEC 60947-1 0.6…1 N.m conforming to IEC 60947-1 0.6…1 N.m conforming to IEC 60947-1 0.6…1 N.m conforming to IEC 60947-1 0.6…1 N.m conforming to IEC 60947-1 0.6…1 N.m conforming to IEC 60947-1 0.6…1.1 N.m | 0.6…1 N.m conforming to IEC 60947-1¦ 0.6…1.1 N.m | 0.6…1 N.m conforming to IEC 60947-1
| time delay range | 2 | 2 | 1 | 0.05...1 s 0.3...3 s 3...30 h 30...300 min 10...100 s 30...300 s 3...30 s 30...300 h 1...10 s 3...30 min 10...100 s 3...30 h 1...10 s 3...30 s 30...300 h 0.3...3 s 0.05...1 s 30...300 min 30...300 s 3...30 min | 0.05...1 s 0.3...3 s 3...30 h 30...300 min 10...100 s 30...300 s 3...30 s 30...300 h 1...10 s 3...30 min¦ 10...100 s 3...30 h 1...10 s 3...30 s 30...300 h 0.3...3 s 0.05...1 s 30...300 min 30...300 s 3...30 min | 0.05...1 s 0.3...3 s 3...30 h 30...300 min 10...100 s 30...300 s 3...30 s 30...300 h 1...10 s 3...30 min
| time delay type | 2 | 2 | 1 | Aw A C | Aw A¦ C | Aw A
| torque value | 1 | 1 | 1 | 0.8 N.m | 0.8 N.m | 0.8 N.m
| utilisation category | 3 | 1 | 3 | AC-12 conforming to IEC 60947-5-1 AC-13 conforming to IEC 60947-5-1 AC-14 conforming to IEC 60947-5-1 AC-15 conforming to IEC 60947-5-1 DC-12 conforming to IEC 60947-5-1 DC-13 conforming to IEC 60947-5-1 AC-12 conforming to IEC 60947-5-1 AC-13 conforming to IEC 60947-5-1 AC-14 conforming to IEC 60947-5-1 AC-15 conforming to IEC 60947-5-1 DC-12 conforming to IEC 60947-5-1 DC-13 conforming to IEC 60947-5-1 AC-12 conforming to IEC 60947-5-1 AC-13 conforming to IEC 60947-5-1 AC-14 conforming to IEC 60947-5-1 AC-15 conforming to IEC 60947-5-1 DC-12 conforming to IEC 60947-5-1 DC-13 conforming to IEC 60947-5-1 | AC-12 conforming to IEC 60947-5-1 AC-13 conforming to IEC 60947-5-1 AC-14 conforming to IEC 60947-5-1 AC-15 conforming to IEC 60947-5-1 DC-12 conforming to IEC 60947-5-1 DC-13 conforming to IEC 60947-5-1 | AC-12 conforming to IEC 60947-5-1 AC-13 conforming to IEC 60947-5-1 AC-14 conforming to IEC 60947-5-1 AC-15 conforming to IEC 60947-5-1 DC-12 conforming to IEC 60947-5-1 DC-13 conforming to IEC 60947-5-1
| utilisation coefficient | 1 | 1 | 1 | 20 % | 20 % | 20 %
| voltage drift | 2 | 1 | 2 | +/- 0.2 %/V +/- 0.2 %/V | +/- 0.2 %/V | +/- 0.2 %/V
| voltage range | 5 | 2 | 3 | 208...480 V phase to phase 208...480 V phase to phase 208...480 V phase to phase 0.85...1.1 Us 0.85...1.1 Us | 208...480 V phase to phase¦ 0.85...1.1 Us | 208...480 V phase to phase
| width | 6 | 2 | 4 | 17.5 mm 17.5 mm 17.5 mm 17.5 mm 22.5 mm 22.5 mm | 17.5 mm¦ 22.5 mm | 17.5 mm
Contractual warranty | Warranty | 16 | 1 | 16 | 18 months 18 months 18 months 18 months 18 months 18 months 18 months 18 months 18 months 18 months 18 months 18 months 18 months 18 months 18 months 18 months | 18 months | 18 months
Environment | IP degree of protection | 18 | 6 | 8 | IP20 (terminals) conforming to IEC 60529 IP30 (casing) conforming to IEC 60529 IP20 (terminals) conforming to IEC 60529 IP30 (casing) conforming to IEC 60529 IP20 (terminals) conforming to IEC 60529 IP30 (casing) conforming to IEC 60529 IP20 (terminals) conforming to IEC 60529 IP30 (casing) conforming to IEC 60529 IP40 housing: conforming to IEC 60529 IP20 terminals: conforming to IEC 60529 IP50 front panel: conforming to IEC 60529 IP40 housing: conforming to IEC 60529 IP20 terminals: conforming to IEC 60529 IP50 front panel: conforming to IEC 60529 IP20 (terminal block) IP50 (housing) IP40 conforming to IEC 60529 IP40 conforming to IEC 60529 IP40 conforming to EN/IEC 60529 IP40 conforming to EN/IEC 60529 IP40 conforming to EN/IEC 60529 IP40 conforming to EN/IEC 60529 IP40 conforming to EN/IEC 60529 IP40 conforming to EN/IEC 60529 IP40 IP40 conforming to EN/IEC 60529 IP40 conforming to EN/IEC 60529 | IP20 (terminals) conforming to IEC 60529 IP30 (casing) conforming to IEC 60529¦ IP40 housing: conforming to IEC 60529 IP20 terminals: conforming to IEC 60529 IP50 front panel: conforming to IEC 60529¦ IP20 (terminal block) IP50 (housing)¦ IP40 conforming to IEC 60529¦ IP40 conforming to EN/IEC 60529¦ IP40 | IP40 conforming to EN/IEC 60529
| ambient air temperature for operation | 20 | 8 | 6 | -20…50 °C -20…50 °C -20…50 °C -20…50 °C -20…60 °C -20…60 °C 0…50 °C mounting side by side 0…60 °C 2 cm spacing -25…70 °C -25…70 °C -5…40 °C conforming to IEC 60255 -5…40 °C conforming to IEC 60255 -40…70 °C (AC) -40…85 °C (DC) -40…70 °C (AC) -40…85 °C (DC) -40…70 °C (AC) -40…85 °C (DC) -40…70 °C (AC) -40…85 °C (DC) -40…70 °C (AC) -40…85 °C (DC) -40…70 °C (AC) -40…85 °C (DC) -40…70 °C -40…55 °C -40…55 °C | -20…50 °C¦ -20…60 °C¦ 0…50 °C mounting side by side 0…60 °C 2 cm spacing¦ -25…70 °C¦ -5…40 °C conforming to IEC 60255¦ -40…70 °C (AC) -40…85 °C (DC)¦ -40…70 °C¦ -40…55 °C | -40…70 °C (AC) -40…85 °C (DC)
| ambient air temperature for storage | 20 | 2 | 10 | -40…70 °C -40…70 °C -40…70 °C -40…70 °C -40…70 °C -40…70 °C -40…85 °C -40…70 °C -40…70 °C -40…70 °C -40…70 °C -40…85 °C -40…85 °C -40…85 °C -40…85 °C -40…85 °C -40…85 °C -40…85 °C -40…85 °C -40…85 °C | -40…70 °C¦ -40…85 °C | -40…70 °C
| dielectric strength | 12 | 4 | 6 | 2.5 kV for 1 mA/1 minute at 50 Hz between relay output and power supply with basic insulation conforming to IEC 61812-1 2.5 kV for 1 mA/1 minute at 50 Hz between relay output and power supply with basic insulation conforming to IEC 61812-1 2500 V 2500 V 1000 V AC between contacts 2500 V AC between poles 5000 V AC between coil and contact 1000 V AC between contacts 2500 V AC between poles 5000 V AC between coil and contact 1000 V AC between contacts 2500 V AC between poles 5000 V AC between coil and contact 1000 V AC between contacts 2500 V AC between poles 5000 V AC between coil and contact 1000 V AC between contacts 2500 V AC between poles 5000 V AC between coil and contact 1000 V AC between contacts 2500 V AC between poles 5000 V AC between coil and contact 1300 V AC between contacts with micro disconnection 2000 V AC between coil and contact 2000 V AC between poles 1300 V AC between contacts with micro disconnection 2000 V AC between coil and contact 2000 V AC between poles | 2.5 kV for 1 mA/1 minute at 50 Hz between relay output and power supply with basic insulation conforming to IEC 61812-1¦ 2500 V¦ 1000 V AC between contacts 2500 V AC between poles 5000 V AC between coil and contact¦ 1300 V AC between contacts with micro disconnection 2000 V AC between coil and contact 2000 V AC between poles | 1000 V AC between contacts 2500 V AC between poles 5000 V AC between coil and contact
| dielectric test voltage | 4 | 2 | 3 | 2 kV AC 50 Hz 2 kV, 1 min AC 50 Hz conforming to IEC 60255-5 2 kV, 1 min AC 50 Hz conforming to IEC 60664-1 2 kV, 1 min AC 50 Hz conforming to IEC 60255-5 2 kV, 1 min AC 50 Hz conforming to IEC 60664-1 2 kV, 1 min AC 50 Hz conforming to IEC 60255-5 2 kV, 1 min AC 50 Hz conforming to IEC 60664-1 | 2 kV AC 50 Hz¦ 2 kV, 1 min AC 50 Hz conforming to IEC 60255-5 2 kV, 1 min AC 50 Hz conforming to IEC 60664-1 | 2 kV, 1 min AC 50 Hz conforming to IEC 60255-5 2 kV, 1 min AC 50 Hz conforming to IEC 60664-1
| directives | 5 | 3 | 3 | 89/336/EEC - electromagnetic compatibility 73/23/EEC - low voltage directive 89/336/EEC - electromagnetic compatibility 73/23/EEC - low voltage directive 89/336/EEC - electromagnetic compatibility 73/23/EEC - low voltage directive 2004/108/EC - electromagnetic compatibility 2006/95/EC - low voltage directive 2006/95/EC - low voltage directive 2004/108/EC - electromagnetic compatibility | 89/336/EEC - electromagnetic compatibility 73/23/EEC - low voltage directive¦ 2004/108/EC - electromagnetic compatibility 2006/95/EC - low voltage directive¦ 2006/95/EC - low voltage directive 2004/108/EC - electromagnetic compatibility | 89/336/EEC - electromagnetic compatibility 73/23/EEC - low voltage directive
| disturbance radiated/conducted | 1 | 1 | 1 | CISPR 22 group 1 - class B CISPR 11 | CISPR 22 group 1 - class B CISPR 11 | CISPR 22 group 1 - class B CISPR 11
| electrical shock protection class | 2 | 1 | 2 | Class II conforming to IEC 60536 Class II conforming to IEC 60536 | Class II conforming to IEC 60536 | Class II conforming to IEC 60536
| electromagnetic compatibility | 6 | 3 | 3 | Emission standard for industrial environments conforming to EN/IEC 61000-6-4 Emission standard for residential, commercial and light-industrial environments conforming to EN/IEC 61000-6-3 Immunity for industrial environments conforming to NF EN/IEC 61000-6-2 Emission standard for industrial environments conforming to EN/IEC 61000-6-4 Emission standard for residential, commercial and light-industrial environments conforming to EN/IEC 61000-6-3 Immunity for industrial environments conforming to EN/IEC 61000-6-2 Emission standard for industrial environments conforming to EN/IEC 61000-6-4 Emission standard for residential, commercial and light-industrial environments conforming to EN/IEC 61000-6-3 Immunity for industrial environments conforming to EN/IEC 61000-6-2 Emission standard for industrial environments conforming to EN/IEC 61000-6-4 Emission standard for residential, commercial and light-industrial environments conforming to EN/IEC 61000-6-3 Immunity for industrial environments conforming to EN/IEC 61000-6-2 Fast transients immunity test - test level: 1 kV level 3 (capacitive connecting clip) conforming to IEC 61000-4-4 Surge immunity test - test level: 1 kV level 3 (differential mode) conforming to IEC 61000-4-5 Surge immunity test - test level: 2 kV level 3 (common mode) conforming to IEC 61000-4-5 Electrostatic discharge - test level: 6 kV level 3 (contact discharge) conforming to IEC 61000-4-2 Electrostatic discharge - test level: 8 kV level 3 (air discharge) conforming to IEC 61000-4-2 Radiated radio-frequency electromagnetic field immunity test - test level: 10 V/m level 3 (80 MHz...1 GHz) conforming to IEC 61000-4-3 Conducted RF disturbances - test level: 10 V level 3 (0.15...80 MHz) conforming to IEC 61000-4-6 Fast transient bursts - test level: 2 kV level 3 (direct contact) conforming to IEC 61000-4-4 Immunity to microbreaks and voltage drops - test level: 30 % (500 ms) conforming to IEC 61000-4-11 Immunity to microbreaks and voltage drops - test level: 100 % (20 ms) conforming to IEC 61000-4-11 Fast transients immunity test - test level: 1 kV level 3 (capacitive connecting clip) conforming to IEC 61000-4-4 Surge immunity test - test level: 1 kV level 3 (differential mode) conforming to IEC 61000-4-5 Surge immunity test - test level: 2 kV level 3 (common mode) conforming to IEC 61000-4-5 Electrostatic discharge - test level: 6 kV level 3 (contact discharge) conforming to IEC 61000-4-2 Electrostatic discharge - test level: 8 kV level 3 (air discharge) conforming to IEC 61000-4-2 Radiated radio-frequency electromagnetic field immunity test - test level: 10 V/m level 3 (80 MHz...1 GHz) conforming to IEC 61000-4-3 Conducted RF disturbances - test level: 10 V level 3 (0.15...80 MHz) conforming to IEC 61000-4-6 Fast transient bursts - test level: 2 kV level 3 (direct contact) conforming to IEC 61000-4-4 Immunity to microbreaks and voltage drops - test level: 30 % (500 ms) conforming to IEC 61000-4-11 Immunity to microbreaks and voltage drops - test level: 100 % (20 ms) conforming to IEC 61000-4-11 | Emission standard for industrial environments conforming to EN/IEC 61000-6-4 Emission standard for residential, commercial and light-industrial environments conforming to EN/IEC 61000-6-3 Immunity for industrial environments conforming to NF EN/IEC 61000-6-2¦ Emission standard for industrial environments conforming to EN/IEC 61000-6-4 Emission standard for residential, commercial and light-industrial environments conforming to EN/IEC 61000-6-3 Immunity for industrial environments conforming to EN/IEC 61000-6-2¦ Fast transients immunity test - test level: 1 kV level 3 (capacitive connecting clip) conforming to IEC 61000-4-4 Surge immunity test - test level: 1 kV level 3 (differential mode) conforming to IEC 61000-4-5 Surge immunity test - test level: 2 kV level 3 (common mode) conforming to IEC 61000-4-5 Electrostatic discharge - test level: 6 kV level 3 (contact discharge) conforming to IEC 61000-4-2 Electrostatic discharge - test level: 8 kV level 3 (air discharge) conforming to IEC 61000-4-2 Radiated radio-frequency electromagnetic field immunity test - test level: 10 V/m level 3 (80 MHz...1 GHz) conforming to IEC 61000-4-3 Conducted RF disturbances - test level: 10 V level 3 (0.15...80 MHz) conforming to IEC 61000-4-6 Fast transient bursts - test level: 2 kV level 3 (direct contact) conforming to IEC 61000-4-4 Immunity to microbreaks and voltage drops - test level: 30 % (500 ms) conforming to IEC 61000-4-11 Immunity to microbreaks and voltage drops - test level: 100 % (20 ms) conforming to IEC 61000-4-11 | Emission standard for industrial environments conforming to EN/IEC 61000-6-4 Emission standard for residential, commercial and light-industrial environments conforming to EN/IEC 61000-6-3 Immunity for industrial environments conforming to EN/IEC 61000-6-2
| fire resistance | 1 | 1 | 1 | 850 °C conforming to IEC 60695-2-1 850 °C conforming to UL | 850 °C conforming to IEC 60695-2-1 850 °C conforming to UL | 850 °C conforming to IEC 60695-2-1 850 °C conforming to UL
| immunity to microbreaks | 3 | 2 | 2 | 10 ms 10 ms during time delay 2 ms after time delay 10 ms during time delay 2 ms after time delay | 10 ms¦ 10 ms during time delay 2 ms after time delay | 10 ms during time delay 2 ms after time delay
| non-dissipating shock wave | 4 | 2 | 3 | 4 kV 4 kV conforming to IEC 60255-5 4 kV conforming to IEC 60664-1 4 kV conforming to IEC 61000-4-5 4 kV conforming to IEC 60255-5 4 kV conforming to IEC 60664-1 4 kV conforming to IEC 61000-4-5 4 kV conforming to IEC 60255-5 4 kV conforming to IEC 60664-1 4 kV conforming to IEC 61000-4-5 | 4 kV¦ 4 kV conforming to IEC 60255-5 4 kV conforming to IEC 60664-1 4 kV conforming to IEC 61000-4-5 | 4 kV conforming to IEC 60255-5 4 kV conforming to IEC 60664-1 4 kV conforming to IEC 61000-4-5
| overvoltage category | 1 | 1 | 1 | III | III | III
| pollution degree | 10 | 4 | 6 | 3 conforming to IEC 60664-1 3 conforming to IEC 60664-1 3 conforming to IEC 60664-1 3 conforming to IEC 60664-1 3 conforming to IEC 60664-1 3 conforming to IEC 60664-1 2 conforming to IEC 60664-1 2 3 2 | 3 conforming to IEC 60664-1¦ 2 conforming to IEC 60664-1¦ 2¦ 3 | 3 conforming to IEC 60664-1
| product certifications | 20 | 18 | 2 | GL C-Tick GOST UL CSA GOST CSA GL C-Tick UL GOST C-Tick CSA UL GL C-Tick UL GOST CSA GL CE CCC GL China RoHS UL RCM EAC CSA CSA CCC RCM China RoHS CE GL UL EAC CSA GL UL CSA UL CSA UL USSR EDF ASE BV CSA ASE EDF USSR BV CSA CSA UL GOST CSA UL GOST GOST CSA UL CSA GOST UL UL CSA GOST GOST UL CSA UL China RoHS CSA EAC REACH CE RoHS UL Lloyd's RoHS CE CSA GOST REACH RoHS CSA Lloyd's CE UL REACH GOST | GL C-Tick GOST UL CSA¦ GOST CSA GL C-Tick UL¦ GOST C-Tick CSA UL GL¦ C-Tick UL GOST CSA GL¦ CE CCC GL China RoHS UL RCM EAC CSA¦ CSA CCC RCM China RoHS CE GL UL EAC¦ CSA GL UL¦ CSA UL¦ USSR EDF ASE BV CSA¦ ASE EDF USSR BV CSA¦ CSA UL GOST¦ GOST CSA UL¦ CSA GOST UL¦ UL CSA GOST¦ GOST UL CSA¦ UL China RoHS CSA EAC REACH CE RoHS¦ UL Lloyd's RoHS CE CSA GOST REACH¦ RoHS CSA Lloyd's CE UL REACH GOST | CSA UL
| protection category | 1 | 1 | 1 | RT I | RT I | RT I
| protective treatment | 4 | 1 | 4 | TC TC TC TC | TC | TC
| relative humidity | 7 | 3 | 4 | 95 % at 55 °C conforming to IEC 60068-2-30 95 % at 55 °C conforming to IEC 60068-2-30 95 % at 55 °C conforming to IEC 60068-2-30 95 % at 55 °C conforming to IEC 60068-2-30 95 % at 25…55 °C 95 % at 25…55 °C 10…85 % | 95 % at 55 °C conforming to IEC 60068-2-30¦ 95 % at 25…55 °C¦ 10…85 % | 95 % at 55 °C conforming to IEC 60068-2-30
| resistance to electrostatic discharge | 1 | 1 | 1 | 6 kV (in contact) conforming to IEC 61000-4-2 level 3 8 kV (in air) conforming to IEC 61000-4-2 level 3 | 6 kV (in contact) conforming to IEC 61000-4-2 level 3 8 kV (in air) conforming to IEC 61000-4-2 level 3 | 6 kV (in contact) conforming to IEC 61000-4-2 level 3 8 kV (in air) conforming to IEC 61000-4-2 level 3
| resistance to fast transients | 1 | 1 | 1 | 1 kV (on input-output) conforming to IEC 61000-4-4 2 kV (on power supply) conforming to IEC 61000-4-4 | 1 kV (on input-output) conforming to IEC 61000-4-4 2 kV (on power supply) conforming to IEC 61000-4-4 | 1 kV (on input-output) conforming to IEC 61000-4-4 2 kV (on power supply) conforming to IEC 61000-4-4
| shock resistance | 18 | 7 | 6 | 15 gn for 11 ms conforming to IEC 60255-21-1 15 gn for 11 ms conforming to IEC 60255-21-1 15 gn for 11 ms conforming to IEC 60255-21-1 15 gn for 11 ms conforming to IEC 60255-21-1 15 gn not operating for 11 ms conforming to IEC 60068-2-27 5 gn in operation for 11 ms conforming to IEC 60068-2-27 15 gn not operating for 11 ms conforming to IEC 60068-2-27 5 gn in operation for 11 ms conforming to IEC 60068-2-27 50 gn for 11 ms conforming to IEC 60068-2-27 50 gn for 11 ms conforming to NF C 20-608 50 gn for 11 ms conforming to NF C 20-608 10 gn (duration = 11 ms) for not operating conforming to EN/IEC 60068-2-27 5 gn (duration = 11 ms) for in operation conforming to EN/IEC 60068-2-27 10 gn (duration = 11 ms) for not operating conforming to EN/IEC 60068-2-27 5 gn (duration = 11 ms) for in operation conforming to EN/IEC 60068-2-27 10 gn (duration = 11 ms) for not operating conforming to EN/IEC 60068-2-27 5 gn (duration = 11 ms) for in operation conforming to EN/IEC 60068-2-27 10 gn (duration = 11 ms) for not operating conforming to EN/IEC 60068-2-27 5 gn (duration = 11 ms) for in operation conforming to EN/IEC 60068-2-27 10 gn (duration = 11 ms) for not operating conforming to EN/IEC 60068-2-27 5 gn (duration = 11 ms) for in operation conforming to EN/IEC 60068-2-27 10 gn (duration = 11 ms) for not operating conforming to EN/IEC 60068-2-27 5 gn (duration = 11 ms) for in operation conforming to EN/IEC 60068-2-27 20 gn in operation 100 gn not in operation 10 gn for in operation 30 gn for not operating 10 gn for in operation 30 gn for not operating | 15 gn for 11 ms conforming to IEC 60255-21-1¦ 15 gn not operating for 11 ms conforming to IEC 60068-2-27 5 gn in operation for 11 ms conforming to IEC 60068-2-27¦ 50 gn for 11 ms conforming to IEC 60068-2-27¦ 50 gn for 11 ms conforming to NF C 20-608¦ 10 gn (duration = 11 ms) for not operating conforming to EN/IEC 60068-2-27 5 gn (duration = 11 ms) for in operation conforming to EN/IEC 60068-2-27¦ 20 gn in operation 100 gn not in operation¦ 10 gn for in operation 30 gn for not operating | 10 gn (duration = 11 ms) for not operating conforming to EN/IEC 60068-2-27 5 gn (duration = 11 ms) for in operation conforming to EN/IEC 60068-2-27
| standards | 20 | 11 | 3 | EN/IEC 60255-6 EN/IEC 60255-1 EN/IEC 60255-1 EN/IEC 60255-1 UL 508 IEC 61812-1 UL 508 IEC 61812-1 IEC 60584-1 IEC 60947-1 EN/IEC 60947-5-1 EN/IEC 60947-5-1 IEC 60255 NF C 45-250 VDE 0435 IEC 60255 NF C 45-250 VDE 0435 CSA C22.2 No 14 UL 508 EN/IEC 61810-1 CSA C22.2 No 14 EN/IEC 61810-1 UL 508 UL 508 CSA C22.2 No 14 EN/IEC 61810-1 CSA C22.2 No 14 UL 508 EN/IEC 61810-1 CSA C22.2 No 14 EN/IEC 61810-1 UL 508 EN/IEC 61810-1 CSA C22.2 No 14 UL 508 UL 508 IEC 61810-1 CSA C22.2 No 14 EN/IEC 61810-1 CSA C22.2 No 14 UL 508 CSA C22.2 No 14 UL 508 EN/IEC 61810-1 | EN/IEC 60255-6¦ EN/IEC 60255-1¦ UL 508 IEC 61812-1¦ IEC 60584-1 IEC 60947-1¦ EN/IEC 60947-5-1¦ IEC 60255 NF C 45-250 VDE 0435¦ CSA C22.2 No 14 UL 508 EN/IEC 61810-1¦ CSA C22.2 No 14 EN/IEC 61810-1 UL 508¦ UL 508 CSA C22.2 No 14 EN/IEC 61810-1¦ EN/IEC 61810-1 CSA C22.2 No 14 UL 508¦ UL 508 IEC 61810-1 CSA C22.2 No 14 | EN/IEC 60255-1
| vibration resistance | 18 | 7 | 6 | 0.35 mm (f= 5…57.6 Hz) conforming to IEC 60068-2-6 1 gn (f= 57.6…150 Hz) conforming to IEC 60255-21-1 0.35 mm (f= 5…57.6 Hz) conforming to IEC 60068-2-6 1 gn (f= 57.6…150 Hz) conforming to IEC 60255-21-1 0.35 mm (f= 5…57.6 Hz) conforming to IEC 60068-2-6 1 gn (f= 57.6…150 Hz) conforming to IEC 60255-21-1 0.35 mm (f= 5…57.6 Hz) conforming to IEC 60068-2-6 1 gn (f= 57.6…150 Hz) conforming to IEC 60255-21-1 20 m/s² (f= 10…150 Hz) conforming to IEC 60068-2-6 20 m/s² (f= 10…150 Hz) conforming to IEC 60068-2-6 5 gn (f= 10…100 Hz) conforming to IEC 60068-2-6 6 gn (f= 10…55 Hz) conforming to IEC 60068-2-6 6 gn (f= 10…55 Hz) conforming to NF C 20-616 6 gn (f= 10…55 Hz) conforming to IEC 60068-2-6 6 gn (f= 10…55 Hz) conforming to NF C 20-616 +/- 1 mm (f= 10…55 Hz) conforming to EN/IEC 60068-2-6 +/- 1 mm (f= 10…55 Hz) conforming to EN/IEC 60068-2-6 +/- 1 mm (f= 10…55 Hz) conforming to EN/IEC 60068-2-6 +/- 1 mm (f= 10…55 Hz) conforming to EN/IEC 60068-2-6 +/- 1 mm (f= 10…55 Hz) conforming to EN/IEC 60068-2-6 +/- 1 mm (f= 10…55 Hz) conforming to EN/IEC 60068-2-6 3 gn, amplitude = +/- 0.75 mm (f = 10…150 Hz)in operation 5 gn, amplitude = +/- 0.75 mm (f = 10…150 Hz)not in operation 3 gn, amplitude = +/- 1 mm (f = 10…150 Hz)5 cycles in operation 5 gn, amplitude = +/- 1 mm (f = 10…150 Hz)5 cycles not operating 3 gn, amplitude = +/- 1 mm (f = 10…150 Hz)5 cycles in operation 5 gn, amplitude = +/- 1 mm (f = 10…150 Hz)5 cycles not operating | 0.35 mm (f= 5…57.6 Hz) conforming to IEC 60068-2-6 1 gn (f= 57.6…150 Hz) conforming to IEC 60255-21-1¦ 20 m/s² (f= 10…150 Hz) conforming to IEC 60068-2-6¦ 5 gn (f= 10…100 Hz) conforming to IEC 60068-2-6¦ 6 gn (f= 10…55 Hz) conforming to IEC 60068-2-6 6 gn (f= 10…55 Hz) conforming to NF C 20-616¦ +/- 1 mm (f= 10…55 Hz) conforming to EN/IEC 60068-2-6¦ 3 gn, amplitude = +/- 0.75 mm (f = 10…150 Hz)in operation 5 gn, amplitude = +/- 0.75 mm (f = 10…150 Hz)not in operation¦ 3 gn, amplitude = +/- 1 mm (f = 10…150 Hz)5 cycles in operation 5 gn, amplitude = +/- 1 mm (f = 10…150 Hz)5 cycles not operating | +/- 1 mm (f= 10…55 Hz) conforming to EN/IEC 60068-2-6
Main | [Ithe] conventional enclosed thermal current | 10 | 6 | 4 | 1 A 40 °C 5 A 40 °C 16 A at -40…40 °C 16 A at -40…40 °C 8 A at -40…40 °C 8 A at -40…40 °C 8 A at -40…40 °C 8 A at -40…40 °C 12 A at -40…55 °C 6 A at -40…55 °C | 1 A 40 °C¦ 5 A 40 °C¦ 16 A at -40…40 °C¦ 8 A at -40…40 °C¦ 12 A at -40…55 °C¦ 6 A at -40…55 °C | 8 A at -40…40 °C
| [Uc] control circuit voltage | 10 | 8 | 2 | 24 V AC/DC 50/60 Hz 27 V AC/DC 50/60 Hz 220 V AC 60 V DC 230 V AC 6 V DC 240 V AC 220 V AC 24 V AC 50/60 Hz 24 V AC 50/60 Hz | 24 V AC/DC 50/60 Hz¦ 27 V AC/DC 50/60 Hz¦ 220 V AC¦ 60 V DC¦ 230 V AC¦ 6 V DC¦ 240 V AC¦ 24 V AC 50/60 Hz | 220 V AC
| [Us] rated supply voltage | 2 | 1 | 2 | <= 230 V <= 230 V | <= 230 V | <= 230 V
| analogue input type | 1 | 1 | 1 | Thermocouple 0...300 °C/32...572 °F thermocouple J conforming to IEC 60584 | Thermocouple 0...300 °C/32...572 °F thermocouple J conforming to IEC 60584 | Thermocouple 0...300 °C/32...572 °F thermocouple J conforming to IEC 60584
| analogue output type | 1 | 1 | 1 | Current 0...20 mA <= 500 Ohm Current 4...20 mA <= 500 Ohm Voltage 0...10 V >= 100 kOhm | Current 0...20 mA <= 500 Ohm Current 4...20 mA <= 500 Ohm Voltage 0...10 V >= 100 kOhm | Current 0...20 mA <= 500 Ohm Current 4...20 mA <= 500 Ohm Voltage 0...10 V >= 100 kOhm
| beacon or indicator bank unit type | 2 | 1 | 2 | Base unit direct fixing Illuminated unit Base unit direct fixing Illuminated unit | Base unit direct fixing Illuminated unit | Base unit direct fixing Illuminated unit
| bulb type | 2 | 1 | 2 | Incandescent with BA 15d base Incandescent with BA 15d base | Incandescent with BA 15d base | Incandescent with BA 15d base
| coil interference suppression | 2 | 1 | 2 | With With | With | With
| component name | 2 | 1 | 2 | XVDLS XVDLS | XVDLS | XVDLS
| contact operation | 8 | 2 | 7 | Low level Standard Standard Standard Standard Standard Standard Standard | Low level¦ Standard | Standard
| contacts type and composition | 11 | 3 | 5 | 4 C/O 4 C/O 1 C/O 1 C/O 2 C/O 2 C/O 2 C/O 2 C/O 1 C/O 2 C/O 4 C/O | 4 C/O¦ 1 C/O¦ 2 C/O | 2 C/O
| control type | 5 | 3 | 2 | Selector switch Selector switch Without push-button Lockable test button Lockable test button | Selector switch¦ Without push-button¦ Lockable test button | Selector switch
| device short name | 13 | 5 | 6 | RE22 RE22 RHT RHT RSB RSB RSB RSB RSB RSB RXG RXM RXM | RE22¦ RHT¦ RSB¦ RXG¦ RXM | RSB
| discrete output type | 2 | 1 | 2 | Relay Relay | Relay | Relay
| light source | 2 | 2 | 1 | Bulb not included, clear Bulb not included, yellow | Bulb not included, clear¦ Bulb not included, yellow | Bulb not included, clear
| material | 2 | 1 | 2 | Glass reinforced polyamide: base unit Polycarbonate: illuminated unit Glass reinforced polyamide: base unit Polycarbonate: illuminated unit | Glass reinforced polyamide: base unit Polycarbonate: illuminated unit | Glass reinforced polyamide: base unit Polycarbonate: illuminated unit
| maximum power consumption in VA | 1 | 1 | 1 | 3 VA | 3 VA | 3 VA
| maximum power dissipation in W | 2 | 1 | 2 | 5 W 5 W | 5 W | 5 W
| measurement range | 4 | 3 | 2 | 2...20 A current 208...480 V voltage AC 208...480 V voltage AC 183...528 V AC | 2...20 A current¦ 208...480 V voltage AC¦ 183...528 V AC | 208...480 V voltage AC
| minimum switching current | 1 | 1 | 1 | 10 mA at 5 V DC | 10 mA at 5 V DC | 10 mA at 5 V DC
| mounting diameter | 2 | 1 | 2 | 45 mm 45 mm | 45 mm | 45 mm
| nominal output current | 2 | 1 | 2 | 8 A 8 A | 8 A | 8 A
| product or component type | 20 | 7 | 9 | Modular measurement and control relays Modular measurement and control relays Modular measurement and control relays Modular measurement and control relays Modular timing relay Modular timing relay Converter for thermocouples Complete miniature beacon Complete miniature beacon Plug-in relay Timing relay Timing relay Plug-in relay Plug-in relay Plug-in relay Plug-in relay Plug-in relay Plug-in relay Plug-in relay Plug-in relay Plug-in relay Plug-in relay | Modular measurement and control relays¦ Modular timing relay¦ Converter for thermocouples¦ Complete miniature beacon¦ Plug-in relay Timing relay¦ Timing relay Plug-in relay¦ Plug-in relay | Plug-in relay
| product specific application | 3 | 1 | 3 | For 3-phase supply For 3-phase supply For 3-phase supply | For 3-phase supply | For 3-phase supply
| range of product | 20 | 6 | 10 | Zelio Control Zelio Control Zelio Control Zelio Control Zelio Time Zelio Time Zelio Analog Harmony XVD Optimum Harmony XVD Optimum Zelio Relay Zelio Relay Zelio Relay Zelio Relay Zelio Relay Zelio Relay Zelio Relay Zelio Relay Harmony Relay Zelio Relay Zelio Relay | Zelio Control¦ Zelio Time¦ Zelio Analog¦ Harmony XVD Optimum¦ Zelio Relay¦ Harmony Relay | Zelio Relay
| relay monitored parameters | 4 | 4 | 1 | Overcurrent detection Asymmetry Phase sequence Phase failure detection Undervoltage and overvoltage in window mode Asymmetry Phase sequence Phase failure detection Phase sequence Asymmetry Undervoltage and overvoltage in window mode Phase failure detection | Overcurrent detection¦ Asymmetry Phase sequence Phase failure detection¦ Undervoltage and overvoltage in window mode Asymmetry Phase sequence Phase failure detection¦ Phase sequence Asymmetry Undervoltage and overvoltage in window mode Phase failure detection | Overcurrent detection
| relay name | 4 | 4 | 1 | RM17JC RM17TA RM17TE RM10TE | RM17JC¦ RM17TA¦ RM17TE¦ RM10TE | RM17JC
| relay type | 4 | 2 | 3 | Current control relay Multifunction control relay Multifunction control relay Multifunction control relay | Current control relay¦ Multifunction control relay | Multifunction control relay
| series name | 9 | 2 | 7 | Interface relay Interface relay Interface relay Interface relay Interface relay Interface relay Interface relay Miniature Miniature | Interface relay¦ Miniature | Interface relay
| signalling type | 2 | 1 | 2 | Steady Steady | Steady | Steady
| status LED | 10 | 2 | 8 | With With Without Without Without Without Without Without Without Without | With¦ Without | Without
| switching capacity in VA | 4 | 1 | 4 | 1250 VA 1250 VA 1250 VA 1250 VA | 1250 VA | 1250 VA
| time delay | 4 | 2 | 3 | Without Adjustable 0.1...10 s, +/- 10 % of the full scale value Adjustable 0.1...10 s, +/- 10 % of the full scale value Adjustable 0.1...10 s, +/- 10 % of the full scale value | Without¦ Adjustable 0.1...10 s, +/- 10 % of the full scale value | Adjustable 0.1...10 s, +/- 10 % of the full scale value
| time delay range | 2 | 2 | 1 | 15...300 s 0.2...3 s 1.5...30 s 0.2...3 s 15...300 s 1.5...30 s | 15...300 s 0.2...3 s 1.5...30 s¦ 0.2...3 s 15...300 s 1.5...30 s | 15...300 s 0.2...3 s 1.5...30 s
| time delay type | 2 | 1 | 2 | On-delay On-delay | On-delay | On-delay
| utilisation category | 1 | 1 | 1 | AC-12 conforming to IEC 60947-5-1 AC-13 conforming to IEC 60947-5-1 AC-14 conforming to IEC 60947-5-1 AC-15 conforming to IEC 60947-5-1 DC-12 conforming to IEC 60947-5-1 DC-13 conforming to IEC 60947-5-1 DC-14 conforming to IEC 60947-5-1 | AC-12 conforming to IEC 60947-5-1 AC-13 conforming to IEC 60947-5-1 AC-14 conforming to IEC 60947-5-1 AC-15 conforming to IEC 60947-5-1 DC-12 conforming to IEC 60947-5-1 DC-13 conforming to IEC 60947-5-1 DC-14 conforming to IEC 60947-5-1 | AC-12 conforming to IEC 60947-5-1 AC-13 conforming to IEC 60947-5-1 AC-14 conforming to IEC 60947-5-1 AC-15 conforming to IEC 60947-5-1 DC-12 conforming to IEC 60947-5-1 DC-13 conforming to IEC 60947-5-1 DC-14 conforming to IEC 60947-5-1
| utilisation coefficient | 2 | 1 | 2 | 20 % 20 % | 20 % | 20 %
Offer Sustainability | China RoHS Regulation | 16 | 1 | 16 | China RoHS declaration China RoHS declaration China RoHS declaration China RoHS declaration China RoHS declaration China RoHS declaration China RoHS declaration China RoHS declaration China RoHS declaration China RoHS declaration China RoHS declaration China RoHS declaration China RoHS declaration China RoHS declaration China RoHS declaration China RoHS declaration | China RoHS declaration | China RoHS declaration
| Circularity Profile | 7 | 1 | 7 | End of Life Information End of Life Information End of Life Information End of Life Information End of Life Information End of Life Information End of Life Information | End of Life Information | End of Life Information
| EU RoHS Directive | 16 | 1 | 16 | Pro-active compliance (Product out of EU RoHS legal scope) EU RoHS Declaration Pro-active compliance (Product out of EU RoHS legal scope) EU RoHS Declaration Pro-active compliance (Product out of EU RoHS legal scope) EU RoHS Declaration Pro-active compliance (Product out of EU RoHS legal scope) EU RoHS Declaration Pro-active compliance (Product out of EU RoHS legal scope) EU RoHS Declaration Pro-active compliance (Product out of EU RoHS legal scope) EU RoHS Declaration Pro-active compliance (Product out of EU RoHS legal scope) EU RoHS Declaration Pro-active compliance (Product out of EU RoHS legal scope) EU RoHS Declaration Pro-active compliance (Product out of EU RoHS legal scope) EU RoHS Declaration Pro-active compliance (Product out of EU RoHS legal scope) EU RoHS Declaration Pro-active compliance (Product out of EU RoHS legal scope) EU RoHS Declaration Pro-active compliance (Product out of EU RoHS legal scope) EU RoHS Declaration Pro-active compliance (Product out of EU RoHS legal scope) EU RoHS Declaration Pro-active compliance (Product out of EU RoHS legal scope) EU RoHS Declaration Pro-active compliance (Product out of EU RoHS legal scope) EU RoHS Declaration Pro-active compliance (Product out of EU RoHS legal scope) EU RoHS Declaration | Pro-active compliance (Product out of EU RoHS legal scope) EU RoHS Declaration | Pro-active compliance (Product out of EU RoHS legal scope) EU RoHS Declaration
| Environmental Disclosure | 16 | 1 | 16 | Product Environmental Profile Product Environmental Profile Product Environmental Profile Product Environmental Profile Product Environmental Profile Product Environmental Profile Product Environmental Profile Product Environmental Profile Product Environmental Profile Product Environmental Profile Product Environmental Profile Product Environmental Profile Product Environmental Profile Product Environmental Profile Product Environmental Profile Product Environmental Profile | Product Environmental Profile | Product Environmental Profile
| Mercury free | 16 | 1 | 16 | Yes Yes Yes Yes Yes Yes Yes Yes Yes Yes Yes Yes Yes Yes Yes Yes | Yes | Yes
| REACh Regulation | 12 | 1 | 12 | REACh Declaration REACh Declaration REACh Declaration REACh Declaration REACh Declaration REACh Declaration REACh Declaration REACh Declaration REACh Declaration REACh Declaration REACh Declaration REACh Declaration | REACh Declaration | REACh Declaration
| REACh free of SVHC | 7 | 1 | 7 | Yes Yes Yes Yes Yes Yes Yes | Yes | Yes
| RoHS exemption information | 16 | 1 | 16 | Yes Yes Yes Yes Yes Yes Yes Yes Yes Yes Yes Yes Yes Yes Yes Yes | Yes | Yes
| Sustainable offer status | 16 | 1 | 16 | Green Premium product Green Premium product Green Premium product Green Premium product Green Premium product Green Premium product Green Premium product Green Premium product Green Premium product Green Premium product Green Premium product Green Premium product Green Premium product Green Premium product Green Premium product Green Premium product | Green Premium product | Green Premium product
| Toxic heavy metal free | 7 | 1 | 7 | Yes Yes Yes Yes Yes Yes Yes | Yes | Yes
| WEEE | 13 | 1 | 13 | The product must be disposed on European Union markets following specific waste collection and never end up in rubbish bins The product must be disposed on European Union markets following specific waste collection and never end up in rubbish bins The product must be disposed on European Union markets following specific waste collection and never end up in rubbish bins The product must be disposed on European Union markets following specific waste collection and never end up in rubbish bins The product must be disposed on European Union markets following specific waste collection and never end up in rubbish bins The product must be disposed on European Union markets following specific waste collection and never end up in rubbish bins The product must be disposed on European Union markets following specific waste collection and never end up in rubbish bins The product must be disposed on European Union markets following specific waste collection and never end up in rubbish bins The product must be disposed on European Union markets following specific waste collection and never end up in rubbish bins The product must be disposed on European Union markets following specific waste collection and never end up in rubbish bins The product must be disposed on European Union markets following specific waste collection and never end up in rubbish bins The product must be disposed on European Union markets following specific waste collection and never end up in rubbish bins The product must be disposed on European Union markets following specific waste collection and never end up in rubbish bins | The product must be disposed on European Union markets following specific waste collection and never end up in rubbish bins | The product must be disposed on European Union markets following specific waste collection and never end up in rubbish bins
Packing Units | Package 1 Weight | 19 | 13 | 5 | 120 g 89 g 89 g 0.114 kg 0.108 kg 0.101 kg 0.101 kg 0.100 kg 0.135 kg 0.136 kg 0.001 kg 0.001 kg 61 g 0.001 kg 0.001 kg 0.001 kg 20.200 g 0.035 kg 0.036 kg | 120 g¦ 89 g¦ 0.114 kg¦ 0.108 kg¦ 0.101 kg¦ 0.100 kg¦ 0.135 kg¦ 0.136 kg¦ 0.001 kg¦ 61 g¦ 20.200 g¦ 0.035 kg¦ 0.036 kg | 0.001 kg
| Package 2 Weight | 4 | 4 | 1 | 4.295 kg 4.685 kg 5.017 kg 1.23 kg | 4.295 kg¦ 4.685 kg¦ 5.017 kg¦ 1.23 kg | 4.295 kg
| Package 3 Weight | 1 | 1 | 1 | 7.876 kg | 7.876 kg | 7.876 kg

## spec
Param_ID | Value
Competitor Spec Reference | IEC60721-3-3,Climatic category, Germanisher Lloyd,Environmental category, IEC60947-5-1,Cyclic Damp Heat Test, Supply,Rated Input 1,Voltage Input 2,Spec Input 3, Output 1, Output 2, Measurement mode, MTTFd, B10d, IEC60721-3-3,Climatic category, Germanisher Lloyd,Environmental category, IEC60947-5-1,Cyclic Damp Heat Test, Supply,Rated Input 1,Voltage Input 2,Spec Input 3, Output 1, Output 2, Measurement mode, MTTFd, B10d, IEC60721-3-3,Climatic category, Germanisher Lloyd,Environmental category, IEC60947-5-1,Cyclic Damp Heat Test, Supply,Rated Input 1,Voltage Input 2,Spec Input 3, Output 1, Output 2, Over / undervoltage (windows mode), Over voltage, Undervoltage , E1-M / B1-C, E2-M / B2-C, E3-M / B3-C, A1+ / A2-, Built in current transformer, E1-M / B1-C, E2-M / B2-C, E3-M / B3-C, A1+ / A2-, Built in current transformer, E1-M / B1-C, E2-M / B2-C, E3-M / B3-C, A1+ / A2-, Built in current transformer, E1-M / B1-C, E2-M / B2-C, E3-M / B3-C, A1+ / A2-, Built in current transformer, MTTFd, B10d, IEC60721-3-3,Climatic category, Germanisher Lloyd,Environmental category, IEC60947-5-1,Cyclic Damp Heat Test, Supply,Rated Input 1,Voltage Input 2,Spec Input 3, Output 1, Output 2, Over / undercurrent (windows mode), Over current, Under current, E1-M / B1-C, E2-M / B2-C, E3-M / B3-C, A1+ / A2-, Built in current transformer, E1-M / B1-C, E2-M / B2-C, E3-M / B3-C, A1+ / A2-, Built in current transformer, E1-M / B1-C, E2-M / B2-C, E3-M / B3-C, A1+ / A2-, Built in current transformer, E1-M / B1-C, E2-M / B2-C, E3-M / B3-C, A1+ / A2-, Built in current transformer, MTTFd, B10d,
Competitor Spec ReferenceMaximum length of probes cable | Maximum length of probes cable,
Competitor Spec ReferenceMaximum probe supplied current | Maximum probe supplied current,
Competitor Spec ReferenceMaximum probe supplied voltage | Maximum probe supplied voltage,
Competitor Spec Reference_1.0 | Depth, Depth, Depth, Depth,
Competitor Spec Reference_10.0
Competitor Spec Reference_11.0
Competitor Spec Reference_12.0 | Operation, Operation, Operation, Operation,
Competitor Spec Reference_13.0 | Storage, Storage, Storage, Storage,
Competitor Spec Reference_14.0 | IEC60068-2-29 IEC60068-2-29 IEC60068-2-29 IEC60068-2-29
Competitor Spec Reference_15.0 | Cable stripping length, Cable stripping length, Cable stripping length, Cable stripping length,
Competitor Spec Reference_16.0 | Supply,Terminal Input 1, Input 2, Input 3, Output 1, Output 2, Supply,Terminal Input 1, Input 2, Input 3, Output 1, Output 2, Supply,Terminal Input 1, Input 2, Input 3, Output 1, Output 2, Supply,Terminal Input 1, Input 2, Input 3, Output 1, Output 2,
Competitor Spec Reference_17.0 | IEC60947-1,Solid cable without cable end (screw terminal), IEC60947-1,Flexible cable with cable end (screw terminal), IEC60947-1,Solid cable (spring terminal), IEC60947-1,Flexible cable (spring terminal), IEC60947-1,Solid cable without cable end (screw terminal), IEC60947-1,Flexible cable with cable end (screw terminal), IEC60947-1,Solid cable (spring terminal), IEC60947-1,Flexible cable (spring terminal), IEC60947-1,Solid cable without cable end (screw terminal), IEC60947-1,Flexible cable with cable end (screw terminal), IEC60947-1,Solid cable (spring terminal), IEC60947-1,Flexible cable (spring terminal), IEC60947-1,Solid cable without cable end (screw terminal), IEC60947-1,Flexible cable with cable end (screw terminal), IEC60947-1,Solid cable (spring terminal), IEC60947-1,Flexible cable (spring terminal),
Competitor Spec Reference_18.0
Competitor Spec Reference_19.0
Competitor Spec Reference_2.0 | Height, Height, Height, Height,
Competitor Spec Reference_20.0 | IEC60255-27,Supply / Input 1, IEC60255-27,Supply / Input 2, IEC60255-27,Supply / Input 3, IEC60255-27,Supply / Output 1, IEC60255-27,Supply / Output 2, IEC60255-27,Output 1 / Output 2, IEC60255-27,Input 1 / Output 1, IEC60255-27,Input 1 / Output 2, IEC60255-27,Input 2 / Output 1, IEC60255-27,Input 2 / Output 2, IEC60255-27,Input 3 / Output 1, IEC60255-27,Input 3 / Output 2, IEC60255-27,Input 1 / Input 2, IEC60255-27,Input 2 / Input 3, IEC60255-27,Input 1 / Input 3, IEC60255-27,Supply / Input 1, IEC60255-27,Supply / Input 2, IEC60255-27,Supply / Input 3, IEC60255-27,Supply / Output 1, IEC60255-27,Supply / Output 2, IEC60255-27,Output 1 / Output 2, IEC60255-27,Input 1 / Output 1, IEC60255-27,Input 1 / Output 2, IEC60255-27,Input 2 / Output 1, IEC60255-27,Input 2 / Output 2, IEC60255-27,Input 3 / Output 1, IEC60255-27,Input 3 / Output 2, IEC60255-27,Input 1 / Input 2, IEC60255-27,Input 2 / Input 3, IEC60255-27,Input 1 / Input 3, IEC60255-27,Supply / Input 1, IEC60255-27,Supply / Input 2, IEC60255-27,Supply / Input 3, IEC60255-27,Supply / Output 1, IEC60255-27,Supply / Output 2, IEC60255-27,Output 1 / Output 2, IEC60255-27,Input 1 / Output 1, IEC60255-27,Input 1 / Output 2, IEC60255-27,Input 2 / Output 1, IEC60255-27,Input 2 / Output 2, IEC60255-27,Input 3 / Output 1, IEC60255-27,Input 3 / Output 2, IEC60255-27,Input 1 / Input 2, IEC60255-27,Input 2 / Input 3, IEC60255-27,Input 1 / Input 3, IEC60255-27,Supply / Input 1, IEC60255-27,Supply / Input 2, IEC60255-27,Supply / Input 3, IEC60255-27,Supply / Output 1, IEC60255-27,Supply / Output 2, IEC60255-27,Output 1 / Output 2, IEC60255-27,Input 1 / Output 1, IEC60255-27,Input 1 / Output 2, IEC60255-27,Input 2 / Output 1, IEC60255-27,Input 2 / Output 2, IEC60255-27,Input 3 / Output 1, IEC60255-27,Input 3 / Output 2, IEC60255-27,Input 1 / Input 2, IEC60255-27,Input 2 / Input 3, IEC60255-27,Input 1 / Input 3,
Competitor Spec Reference_21.0
Competitor Spec Reference_22.0
Competitor Spec Reference_23.0 | Generic immunity standard, IEC61000-4-2,Electrostatic discharge, IEC61000-4-3,Radiated RF & electromagnetic field, IEC61000-4-4,Fast transient / burst, IEC61000-4-5,Surge, IEC61000-4-6,Conducted RF disturbance, IEC61000-4-8,Power frequency magnetic field, IEC61000-4-11,Voltage dips, short interruption & variations on power line, IEC61000-4-18,1 MHz oscillation wave, IEC61000-4-29,DC voltage interruption, IEC61000-4-13,Low frequency harmonics, Germanisher Lloyd,Conducted low frequency interference (harmonics), Generic emission standard, EN55022 / CISPR22,Radiated RF & electromagnetic field (IT equiment), EN55011 / CISPR11,Radiated RF & electromagnetic field (Medical equiment), Germanisher Lloyd,Radiated emission from enclosure port, EN55022 / CISPR22,Conducted RF emission on power line (IT equiment), EN55011 / CISPR11,Conducted RF emission on power line (Medical equiment), Germanisher Lloyd,Conducted emission, Generic immunity standard, IEC61000-4-2,Electrostatic discharge, IEC61000-4-3,Radiated RF & electromagnetic field, IEC61000-4-4,Fast transient / burst, IEC61000-4-5,Surge, IEC61000-4-6,Conducted RF disturbance, IEC61000-4-8,Power frequency magnetic field, IEC61000-4-11,Voltage dips, short interruption & variations on power line, IEC61000-4-18,1 MHz oscillation wave, IEC61000-4-29,DC voltage interruption, IEC61000-4-13,Low frequency harmonics, Germanisher Lloyd,Conducted low frequency interference (harmonics), Generic emission standard, EN55022 / CISPR22,Radiated RF & electromagnetic field (IT equiment), EN55011 / CISPR11,Radiated RF & electromagnetic field (Medical equiment), Germanisher Lloyd,Radiated emission from enclosure port, EN55022 / CISPR22,Conducted RF emission on power line (IT equiment), EN55011 / CISPR11,Conducted RF emission on power line (Medical equiment), Germanisher Lloyd,Conducted emission, Generic immunity standard, IEC61000-4-2,Electrostatic discharge, IEC61000-4-3,Radiated RF & electromagnetic field, IEC61000-4-4,Fast transient / burst, IEC61000-4-5,Surge, IEC61000-4-6,Conducted RF disturbance, IEC61000-4-8,Power frequency magnetic field, IEC61000-4-11,Voltage dips, short interruption & variations on power line, IEC61000-4-18,1 MHz oscillation wave, IEC61000-4-29,DC voltage interruption, IEC61000-4-13,Low frequency harmonics, Germanisher Lloyd,Conducted low frequency interference (harmonics), Generic emission standard, EN55022 / CISPR22,Radiated RF & electromagnetic field (IT equiment), EN55011 / CISPR11,Radiated RF & electromagnetic field (Medical equiment), Germanisher Lloyd,Radiated emission from enclosure port, EN55022 / CISPR22,Conducted RF emission on power line (IT equiment), EN55011 / CISPR11,Conducted RF emission on power line (Medical equiment), Germanisher Lloyd,Conducted emission, Generic immunity standard, IEC61000-4-2,Electrostatic discharge, IEC61000-4-3,Radiated RF & electromagnetic field, IEC61000-4-4,Fast transient / burst, IEC61000-4-5,Surge, IEC61000-4-6,Conducted RF disturbance, IEC61000-4-8,Power frequency magnetic field, IEC61000-4-11,Voltage dips, short interruption & variations on power line, IEC61000-4-18,1 MHz oscillation wave, IEC61000-4-29,DC voltage interruption, IEC61000-4-13,Low frequency harmonics, Germanisher Lloyd,Conducted low frequency interference (harmonics), Generic emission standard, EN55022 / CISPR22,Radiated RF & electromagnetic field (IT equiment), EN55011 / CISPR11,Radiated RF & electromagnetic field (Medical equiment), Germanisher Lloyd,Radiated emission from enclosure port, EN55022 / CISPR22,Conducted RF emission on power line (IT equiment), EN55011 / CISPR11,Conducted RF emission on power line (Medical equiment), Germanisher Lloyd,Conducted emission,
Competitor Spec Reference_24.0 | Phase cut, Phase sequence, Over / undervoltage (symmetry windows mode), Over voltage, Undervoltage , Phase asymmetry, Disconnection of neutral, Voltage Regeneration, Extreme undervoltage (Phase loss), Extreme Overvoltage, Extreme Asymmetry, 1 level - Fill operation, 1 level - Empty operation, 2 level - Fill operation, 2 level - Empty operation,
Competitor Spec Reference_25.0 | Rated frequency, Frequency operating range, Maximum cable capacitance,
Competitor Spec Reference_26.0 | Input nominal voltage selection,
Competitor Spec Reference_27.0 | Input terminal, Input terminal,
Competitor Spec Reference_28.0 | Internal input resistance, Internal input resistance,
Competitor Spec Reference_29.0 | IEC60529,Terminal Block, IEC60529,Housing, IEC60529,Front Panel, IEC60529,Terminal Block, IEC60529,Housing, IEC60529,Front Panel, IEC60529,Terminal Block, IEC60529,Housing, IEC60529,Front Panel, IEC60529,Terminal Block, IEC60529,Housing, IEC60529,Front Panel,
Competitor Spec Reference_298.0
Competitor Spec Reference_3.0 | Width, Width, Width, Width,
Competitor Spec Reference_30.0 | Power supply availability, Power supply not availability, Timing in-progress, Output is energized, Output is de-energized, Range Setting Changes, Phase Cut, Phase Sequence Swap, Undervoltage <U, Overvoltage >U, Phase Asymmetry, Voltage Regeneration, Extreme Undervoltage <U (Phase loss), Extreme Overvoltage >U, Extreme Phase Asymmetry, Power supply availability, Power supply not availability, Timing in-progress, Output is energized, Output is de-energized, Range Setting Changes, Power supply availability, Power supply not availability, Timing in-progress, Output is energized, Output is de-energized, Range Setting Changes, Power supply availability, Power supply not availability, Timing in-progress, Output is energized, Output is de-energized, Range Setting Changes,
Competitor Spec Reference_31.0
Competitor Spec Reference_32.0
Competitor Spec Reference_33.0 | IEC60068-2-30,Damp heat,XX IEC60068-2-30,Damp heat, IEC60068-2-30,Damp heat, IEC60068-2-30,Damp heat,
Competitor Spec Reference_34.0 | through Un power reset, through front panel reset, through input control reset, through Un power reset, through front panel reset, through input control reset, through Un power reset, through front panel reset, through input control reset, through Un power reset, through front panel reset, through input control reset,
Competitor Spec Reference_35.0 | on crossing the threshold, on crossing the threshold, on crossing the threshold, on crossing the threshold,
Competitor Spec Reference_36.0 | IEC60068-3-3 IEC60068-3-3 IEC60068-3-3 IEC60068-3-3
Competitor Spec Reference_37.0 | IEC60068-2-27 IEC60068-2-27 IEC60068-2-27 IEC60068-2-27
Competitor Spec Reference_38.0
Competitor Spec Reference_39.0
Competitor Spec Reference_4.0 | IEC60255-27,Supply / Input 1, IEC60255-27,Supply / Input 2, IEC60255-27,Supply / Input 3, IEC60255-27,Supply / Output 1, IEC60255-27,Supply / Output 2, IEC60255-27,Output 1 / Output 2, IEC60255-27,Input 1 / Output 1, IEC60255-27,Input 1 / Output 2, IEC60255-27,Input 2 / Output 1, IEC60255-27,Input 2 / Output 2, IEC60255-27,Input 3 / Output 1, IEC60255-27,Input 3 / Output 2, IEC60255-27,Input 1 / Input 2, IEC60255-27,Input 2 / Input 3, IEC60255-27,Input 1 / Input 3, IEC60255-27,Supply / Input 1, IEC60255-27,Supply / Input 2, IEC60255-27,Supply / Input 3, IEC60255-27,Supply / Output 1, IEC60255-27,Supply / Output 2, IEC60255-27,Output 1 / Output 2, IEC60255-27,Input 1 / Output 1, IEC60255-27,Input 1 / Output 2, IEC60255-27,Input 2 / Output 1, IEC60255-27,Input 2 / Output 2, IEC60255-27,Input 3 / Output 1, IEC60255-27,Input 3 / Output 2, IEC60255-27,Input 1 / Input 2, IEC60255-27,Input 2 / Input 3, IEC60255-27,Input 1 / Input 3, IEC60255-27,Supply / Input 1, IEC60255-27,Supply / Input 2, IEC60255-27,Supply / Input 3, IEC60255-27,Supply / Output 1, IEC60255-27,Supply / Output 2, IEC60255-27,Output 1 / Output 2, IEC60255-27,Input 1 / Output 1, IEC60255-27,Input 1 / Output 2, IEC60255-27,Input 2 / Output 1, IEC60255-27,Input 2 / Output 2, IEC60255-27,Input 3 / Output 1, IEC60255-27,Input 3 / Output 2, IEC60255-27,Input 1 / Input 2, IEC60255-27,Input 2 / Input 3, IEC60255-27,Input 1 / Input 3, IEC60255-27,Supply / Input 1, IEC60255-27,Supply / Input 2, IEC60255-27,Supply / Input 3, IEC60255-27,Supply / Output 1, IEC60255-27,Supply / Output 2, IEC60255-27,Output 1 / Output 2, IEC60255-27,Input 1 / Output 1, IEC60255-27,Input 1 / Output 2, IEC60255-27,Input 2 / Output 1, IEC60255-27,Input 2 / Output 2, IEC60255-27,Input 3 / Output 1, IEC60255-27,Input 3 / Output 2, IEC60255-27,Input 1 / Input 2, IEC60255-27,Input 2 / Input 3, IEC60255-27,Input 1 / Input 3,
Competitor Spec Reference_40.0 | IEC60664-1 IEC60664-1 IEC60664-1 IEC60664-1
Competitor Spec Reference_41.0 | IEC60947-5-1 IEC60947-5-1 IEC60947-5-1 IEC60947-5-1
Competitor Spec Reference_42.0 | IEC60947-1,Tightening torque, IEC60947-1,Tightening torque, IEC60947-1,Tightening torque, IEC60947-1,Tightening torque,
Competitor Spec Reference_43.0 | IEC60068-2-6 IEC60068-2-6 IEC60068-2-6 IEC60068-2-6
Competitor Spec Reference_44.0 | Setting accuracy, Setting accuracy,
Competitor Spec Reference_45.0
Competitor Spec Reference_46.0 | Repeat accuracy (constant parameters), Repeat accuracy (constant parameters),
Competitor Spec Reference_47.0
Competitor Spec Reference_48.0 | MTTF, B10, MTTF, B10, MTTF, B10, MTTF, B10,
Competitor Spec Reference_49.0 | IEC60947-5-1,Relay Output by external fuse, IEC62314,Solid State Output by external fuse, IEC60947-5-1,Relay Output by external fuse, IEC62314,Solid State Output by external fuse, IEC60947-5-1,Relay Output by external fuse, IEC62314,Solid State Output by external fuse, IEC60947-5-1,Relay Output by external fuse, IEC62314,Solid State Output by external fuse,
Competitor Spec Reference_5.0
Competitor Spec Reference_50.0 | In relation to normal vertical mounting plane, In relation to normal vertical mounting plane, In relation to normal vertical mounting plane, In relation to normal vertical mounting plane,
Competitor Spec Reference_51.0 | IEC/EN 60715,Without socket, IEC/EN 60715,With socket, IEC/EN 60715,Without socket, IEC/EN 60715,With socket, IEC/EN 60715,Without socket, IEC/EN 60715,With socket, IEC/EN 60715,Without socket, IEC/EN 60715,With socket,
Competitor Spec Reference_53.0
Competitor Spec Reference_54.0
Competitor Spec Reference_55.0 | IEC60664-1 IEC60664-1 IEC60664-1 IEC60664-1
Competitor Spec Reference_58.0 | Maximum measuring cycles, Maximum measuring cycles,
Competitor Spec Reference_59.0 | Maximum switching voltage, Maximum switching current, Maximum switching capacity, Maximum switching voltage, Maximum switching current, Maximum switching capacity, Maximum switching voltage, Maximum switching current, Maximum switching capacity, Maximum switching voltage, Maximum switching current, Maximum switching capacity,
Competitor Spec Reference_6.0 | IEC60947-4-1,AC-1, IEC60947-4-1,DC-1, IEC60947-5-1,AC-15, IEC60947-5-1,DC-13, IEC60947-4-1,AC-1, IEC60947-4-1,DC-1, IEC60947-5-1,AC-15, IEC60947-5-1,DC-13, IEC60947-4-1,AC-1, IEC60947-4-1,DC-1, IEC60947-5-1,AC-15, IEC60947-5-1,DC-13, IEC60947-4-1,AC-1, IEC60947-4-1,DC-1, IEC60947-5-1,AC-15, IEC60947-5-1,DC-13,
Competitor Spec Reference_60.0 | IEC60947-5-4,Minimum switching voltage, IEC60947-5-4,Minimum switching current, IEC60947-5-4,Minimum switching capacity, IEC60947-5-4,Minimum switching voltage, IEC60947-5-4,Minimum switching current, IEC60947-5-4,Minimum switching capacity, IEC60947-5-4,Minimum switching voltage, IEC60947-5-4,Minimum switching current, IEC60947-5-4,Minimum switching capacity, IEC60947-5-4,Minimum switching voltage, IEC60947-5-4,Minimum switching current, IEC60947-5-4,Minimum switching capacity,
Competitor Spec Reference_61.0 | Horizontal, Vertical, Horizontal, Vertical, Horizontal, Vertical, Horizontal, Vertical,
Competitor Spec Reference_62.0
Competitor Spec Reference_63.0 | R1 (11-12-14), R2 (21-22-24), R1 (11-12-14), R2 (21-22-24), R1 (11-12-14), R2 (21-22-24), R1 (11-12-14), R2 (21-22-24),
Competitor Spec Reference_64.0
Competitor Spec Reference_65.0
Competitor Spec Reference_66.0 | permissible input overload,
Competitor Spec Reference_67.0
Competitor Spec Reference_68.0 | "OFF" delay, "ON" delay, Inhibition, "OFF" delay, "ON" delay, Inhibition, "OFF" delay, "ON" delay, Inhibition, "OFF" delay, "ON" delay, Inhibition,
Competitor Spec Reference_69.0 | Phase cut, Phase sequence, Over / undervoltage (symmetry windows mode), Over voltage, Undervoltage , Phase asymmetry, Disconnection of neutral, Voltage Regeneration, Extreme undervoltage (Phase loss), Extreme Overvoltage, Extreme Asymmetry, 1 level - Fill operation, 1 level - Empty operation, 2 level - Fill operation, 2 level - Empty operation,
Competitor Spec Reference_7.0 | IEC60664-1,Supply, IEC60664-1,Input 1, IEC60664-1,Input 2, IEC60664-1,Input 3, IEC60664-1,Output 1, IEC60664-1,Output 2, IEC60664-1,Supply / Input 1,Galvanic IEC60664-1,Supply / Input 2,Isolated IEC60664-1,Supply / Input 3,Circuit IEC60664-1,Supply / Output 1, IEC60664-1,Supply / Output 2, IEC60664-1,Output 1 / Output 2, IEC60664-1,Input 1 / Output 1, IEC60664-1,Input 1 / Output 2, IEC60664-1,Input 2 / Output 1, IEC60664-1,Input 2 / Output 2, IEC60664-1,Input 3 / Output 1, IEC60664-1,Input 3 / Output 2, IEC60664-1,Input 1 / Input 2, IEC60664-1,Input 2 / Input 3, IEC60664-1,Input 1 / Input 3, IEC60664-1,Supply, IEC60664-1,Input 1, IEC60664-1,Input 2, IEC60664-1,Input 3, IEC60664-1,Output 1, IEC60664-1,Output 2, IEC60664-1,Supply / Input 1,Galvanic IEC60664-1,Supply / Input 2,Isolated IEC60664-1,Supply / Input 3,Circuit IEC60664-1,Supply / Output 1, IEC60664-1,Supply / Output 2, IEC60664-1,Output 1 / Output 2, IEC60664-1,Input 1 / Output 1, IEC60664-1,Input 1 / Output 2, IEC60664-1,Input 2 / Output 1, IEC60664-1,Input 2 / Output 2, IEC60664-1,Input 3 / Output 1, IEC60664-1,Input 3 / Output 2, IEC60664-1,Input 1 / Input 2, IEC60664-1,Input 2 / Input 3, IEC60664-1,Input 1 / Input 3, IEC60664-1,Supply, IEC60664-1,Input 1, IEC60664-1,Input 2, IEC60664-1,Input 3, IEC60664-1,Output 1, IEC60664-1,Output 2, IEC60664-1,Supply / Input 1,Galvanic IEC60664-1,Supply / Input 2,Isolated IEC60664-1,Supply / Input 3,Circuit IEC60664-1,Supply / Output 1, IEC60664-1,Supply / Output 2, IEC60664-1,Output 1 / Output 2, IEC60664-1,Input 1 / Output 1, IEC60664-1,Input 1 / Output 2, IEC60664-1,Input 2 / Output 1, IEC60664-1,Input 2 / Output 2, IEC60664-1,Input 3 / Output 1, IEC60664-1,Input 3 / Output 2, IEC60664-1,Input 1 / Input 2, IEC60664-1,Input 2 / Input 3, IEC60664-1,Input 1 / Input 3, IEC60664-1,Supply, IEC60664-1,Input 1, IEC60664-1,Input 2, IEC60664-1,Input 3, IEC60664-1,Output 1, IEC60664-1,Output 2, IEC60664-1,Supply / Input 1,Galvanic IEC60664-1,Supply / Input 2,Isolated IEC60664-1,Supply / Input 3,Circuit IEC60664-1,Supply / Output 1, IEC60664-1,Supply / Output 2, IEC60664-1,Output 1 / Output 2, IEC60664-1,Input 1 / Output 1, IEC60664-1,Input 1 / Output 2, IEC60664-1,Input 2 / Output 1, IEC60664-1,Input 2 / Output 2, IEC60664-1,Input 3 / Output 1, IEC60664-1,Input 3 / Output 2, IEC60664-1,Input 1 / Input 2, IEC60664-1,Input 2 / Input 3, IEC60664-1,Input 1 / Input 3,
Competitor Spec Reference_70.0
Competitor Spec Reference_71.0 | Measurement error with supply voltage variation, Measurement error with temperature variation, Measurement error with supply voltage variation, Measurement error with temperature variation,
Competitor Spec Reference_77.0 | IEC61810-1,Rated switching current, IEC61810-1,Rated switching current, IEC61810-1,Rated switching current, IEC61810-1,Rated switching current,
Competitor Spec Reference_78.0 | IEC61810-1,Rated switching voltage, IEC61810-1,Rated switching voltage, IEC61810-1,Rated switching voltage, IEC61810-1,Rated switching voltage,
Competitor Spec Reference_8.0 | IEC60664-1,Supply, IEC60664-1,Input 1, IEC60664-1,Input 2, IEC60664-1,Input 3, IEC60664-1,Output 1, IEC60664-1,Output 2, IEC60664-1,Supply / Input 1,Galvanic IEC60664-1,Supply / Input 2,Isolated IEC60664-1,Supply / Input 3,Circuit IEC60664-1,Supply / Output 1, IEC60664-1,Supply / Output 2, IEC60664-1,Output 1 / Output 2, IEC60664-1,Input 1 / Output 1, IEC60664-1,Input 1 / Output 2, IEC60664-1,Input 2 / Output 1, IEC60664-1,Input 2 / Output 2, IEC60664-1,Input 3 / Output 1, IEC60664-1,Input 3 / Output 2, IEC60664-1,Input 1 / Input 2, IEC60664-1,Input 2 / Input 3, IEC60664-1,Input 1 / Input 3, IEC60664-1,Supply, IEC60664-1,Input 1, IEC60664-1,Input 2, IEC60664-1,Input 3, IEC60664-1,Output 1, IEC60664-1,Output 2, IEC60664-1,Supply / Input 1,Galvanic IEC60664-1,Supply / Input 2,Isolated IEC60664-1,Supply / Input 3,Circuit IEC60664-1,Supply / Output 1, IEC60664-1,Supply / Output 2, IEC60664-1,Output 1 / Output 2, IEC60664-1,Input 1 / Output 1, IEC60664-1,Input 1 / Output 2, IEC60664-1,Input 2 / Output 1, IEC60664-1,Input 2 / Output 2, IEC60664-1,Input 3 / Output 1, IEC60664-1,Input 3 / Output 2, IEC60664-1,Input 1 / Input 2, IEC60664-1,Input 2 / Input 3, IEC60664-1,Input 1 / Input 3, IEC60664-1,Supply, IEC60664-1,Input 1, IEC60664-1,Input 2, IEC60664-1,Input 3, IEC60664-1,Output 1, IEC60664-1,Output 2, IEC60664-1,Supply / Input 1,Galvanic IEC60664-1,Supply / Input 2,Isolated IEC60664-1,Supply / Input 3,Circuit IEC60664-1,Supply / Output 1, IEC60664-1,Supply / Output 2, IEC60664-1,Output 1 / Output 2, IEC60664-1,Input 1 / Output 1, IEC60664-1,Input 1 / Output 2, IEC60664-1,Input 2 / Output 1, IEC60664-1,Input 2 / Output 2, IEC60664-1,Input 3 / Output 1, IEC60664-1,Input 3 / Output 2, IEC60664-1,Input 1 / Input 2, IEC60664-1,Input 2 / Input 3, IEC60664-1,Input 1 / Input 3, IEC60664-1,Supply, IEC60664-1,Input 1, IEC60664-1,Input 2, IEC60664-1,Input 3, IEC60664-1,Output 1, IEC60664-1,Output 2, IEC60664-1,Supply / Input 1,Galvanic IEC60664-1,Supply / Input 2,Isolated IEC60664-1,Supply / Input 3,Circuit IEC60664-1,Supply / Output 1, IEC60664-1,Supply / Output 2, IEC60664-1,Output 1 / Output 2, IEC60664-1,Input 1 / Output 1, IEC60664-1,Input 1 / Output 2, IEC60664-1,Input 2 / Output 1, IEC60664-1,Input 2 / Output 2, IEC60664-1,Input 3 / Output 1, IEC60664-1,Input 3 / Output 2, IEC60664-1,Input 1 / Input 2, IEC60664-1,Input 2 / Input 3, IEC60664-1,Input 1 / Input 3,
Competitor Spec Reference_81.0 | Phase lost , Phase sequence, Over / undervoltage (symmetry windows mode), Over voltage, Undervoltage , Phase asymmetry, Disconnection of neutral, Voltage Regeneration, Extreme undervoltage, Extreme overvoltage, Extreme asymmetry, 1 level - Fill operation, 1 level - Empty operation, 2 level - Fill operation, 2 level - Empty operation,
Competitor Spec Reference_9.0 | IEC61810-1 IEC61810-1 IEC61810-1 IEC61810-1
Competitor Spec Reference_92.0 | IEC62314,Only for solid state output, IEC62314,Only for solid state output, IEC62314,Only for solid state output, IEC62314,Only for solid state output,
Competitor Spec Reference_93.0 | IEC62314,Only for solid state output, IEC62314,Only for solid state output, IEC62314,Only for solid state output, IEC62314,Only for solid state output,
Competitor Spec Reference_94.0 | Measurement method, Measurement method,
Competitor Spec Reference_95.0 | Phase lost , Phase sequence, Over / undervoltage (symmetry windows mode), Over voltage, Undervoltage , Phase asymmetry, Disconnection of neutral, Voltage Regeneration, Extreme undervoltage, Extreme Overvoltage, Extreme Asymmetry, 1 level - Fill operation, 1 level - Empty operation, 2 level - Fill operation, 2 level - Empty operation,
Competitor Spec Reference_96.0 | "OFF" delay, "ON" delay, Inhibition, "OFF" delay, "ON" delay, Inhibition, "OFF" delay, "ON" delay, Inhibition, "OFF" delay, "ON" delay, Inhibition,
1SVR 630 794 R3300 | 3K3 ¦ IEC60721-3-3,Climatic category, Germanisher Lloyd,Environmental category, IEC60947-5-1,Cyclic Damp Heat Test, Supply,Rated Input 1,Voltage Input 2,Spec Input 3, Output 1, Output 2, Resistive Voltage Step Down ¦ ,Measurement mode, MTTFd, B10d,
1SVR 630 794 R3300_1.0 | Depth,
1SVR 630 794 R3300_10.0 | Fixed 200
1SVR 630 794 R3300_11.0 | ~ 3 x 300…3 x 500 ~ 3 x 255…3 x 550
1SVR 630 794 R3300_12.0 | -25…+60 ¦ ,Operation,
1SVR 630 794 R3300_13.0 | -40…+85 ¦ ,Storage,
1SVR 630 794 R3300_14.0 | IEC60068-2-29
1SVR 630 794 R3300_15.0 | 7 ¦ ,Cable stripping length,
1SVR 630 794 R3300_16.0 | Supply,Terminal Input 1, Input 2, Input 3, Output 1, Output 2,
1SVR 630 794 R3300_17.0 | 2 conductor:0.75…2.5 (AWG18…AWG14) ¦ IEC60947-1,Solid cable without cable end (screw terminal), 2 conductor:0.5…4 (AWG20…AWG12) ¦ IEC60947-1,Flexible cable with cable end (screw terminal), - ¦ IEC60947-1,Solid cable (spring terminal), - ¦ IEC60947-1,Flexible cable (spring terminal),
1SVR 630 794 R3300_18.0 | AgNi alloy, Cadmium free
1SVR 630 794 R3300_19.0
1SVR 630 794 R3300_2.0 | Height,
1SVR 630 794 R3300_20.0 | IEC60255-27,Supply / Input 1, IEC60255-27,Supply / Input 2, IEC60255-27,Supply / Input 3, IEC60255-27,Supply / Output 1, IEC60255-27,Supply / Output 2, IEC60255-27,Output 1 / Output 2, IEC60255-27,Input 1 / Output 1, IEC60255-27,Input 1 / Output 2, IEC60255-27,Input 2 / Output 1, IEC60255-27,Input 2 / Output 2, IEC60255-27,Input 3 / Output 1, IEC60255-27,Input 3 / Output 2, IEC60255-27,Input 1 / Input 2, IEC60255-27,Input 2 / Input 3, IEC60255-27,Input 1 / Input 3,
1SVR 630 794 R3300_21.0 | EN60255-6, IEC60255-6, EN50178 2006/95/EG 2004/108/EG 2002/95/EC
1SVR 630 794 R3300_22.0 | 100
1SVR 630 794 R3300_23.0 | IEC61000-6-1, IEC61000-6-2 ¦ ,Generic immunity standard, Level 3 (6kV / 8kV) ¦ IEC61000-4-2,Electrostatic discharge, Level 3 (10V/m) ¦ IEC61000-4-3,Radiated RF & electromagnetic field, Level 3 (2kV / 2kHz) ¦ IEC61000-4-4,Fast transient / burst, Level 3 (2kV phase-phase) ¦ IEC61000-4-5,Surge, Level 3 (10V) ¦ IEC61000-4-6,Conducted RF disturbance, IEC61000-4-8,Power frequency magnetic field, Not specified ¦ IEC61000-4-11,Voltage dips, short interruption & variations on power line, IEC61000-4-18,1 MHz oscillation wave, IEC61000-4-29,DC voltage interruption, Class 3 ¦ IEC61000-4-13,Low frequency harmonics, Germanisher Lloyd,Conducted low frequency interference (harmonics), IEC61000-6-3, IEC61000-6-4 ¦ ,Generic emission standard, Class B ¦ EN55022 / CISPR22,Radiated RF & electromagnetic field (IT equiment), - ¦ EN55011 / CISPR11,Radiated RF & electromagnetic field (Medical equiment), Not specified ¦ Germanisher Lloyd,Radiated emission from enclosure port, Class B ¦ EN55022 / CISPR22,Conducted RF emission on power line (IT equiment), - ¦ EN55011 / CISPR11,Conducted RF emission on power line (Medical equiment), Not specified ¦ Germanisher Lloyd,Conducted emission,
1SVR 630 794 R3300_24.0 | - ¦ ,Phase cut, - ¦ ,Phase sequence, - ¦ ,Over / undervoltage (symmetry windows mode), Fixed 5% ¦ ,Over voltage, Fixed 5% ¦ ,Undervoltage , - ¦ ,Phase asymmetry, Disconnection of neutral, Voltage Regeneration, Extreme undervoltage (Phase loss), Extreme Overvoltage, Extreme Asymmetry,
1SVR 630 794 R3300_25.0 | 50 / 60 ¦ ,Rated frequency, 45…66 ¦ ,Frequency operating range,
1SVR 630 794 R3300_26.0 | Fixed @ ~ 3 x 255…3 x 550 ¦ ,Input nominal voltage selection,
1SVR 630 794 R3300_27.0 | L1-L2-L3 ¦ ,Input terminal,
1SVR 630 794 R3300_28.0 | Not specified ¦ ,Internal input resistance,
1SVR 630 794 R3300_29.0 | IP20 ¦ IEC60529,Terminal Block, IP50 ¦ IEC60529,Housing, Not specified ¦ IEC60529,Front Panel,
1SVR 630 794 R3300_298.0 | 130
1SVR 630 794 R3300_3.0 | 22.5 x 78 x 100 ¦ ,Width,
1SVR 630 794 R3300_30.0 | Power supply availability, Power supply not availability, Timing in-progress, Output is energized, Output is de-energized, Range Setting Changes, Phase Cut, Phase Sequence Swap, Undervoltage <U, Overvoltage >U, Phase Asymmetry, Voltage Regeneration, Extreme Undervoltage <U (Phase loss), Extreme Overvoltage >U, Extreme Phase Asymmetry,
1SVR 630 794 R3300_31.0 | cULus, CSA, GL, C-Tick, GOST, CCC, CB, CE
1SVR 630 794 R3300_32.0 | cULus, CSA, GL, C-Tick, GOST, CCC, CB
1SVR 630 794 R3300_33.0 | +55°C, 6 cycles ¦ IEC60068-2-30,Damp heat,XX
1SVR 630 794 R3300_34.0 | - ¦ ,through Un power reset, through front panel reset, through input control reset,
1SVR 630 794 R3300_35.0 | - ¦ ,on crossing the threshold,
1SVR 630 794 R3300_36.0 | IEC60068-3-3
1SVR 630 794 R3300_37.0 | Class 2 ¦ IEC60068-2-27
1SVR 630 794 R3300_38.0 | 50 / 60 45…66
1SVR 630 794 R3300_39.0 | L1-L2-L3
1SVR 630 794 R3300_4.0 | IEC60255-27,Supply / Input 1, IEC60255-27,Supply / Input 2, IEC60255-27,Supply / Input 3, IEC60255-27,Supply / Output 1, IEC60255-27,Supply / Output 2, IEC60255-27,Output 1 / Output 2, IEC60255-27,Input 1 / Output 1, IEC60255-27,Input 1 / Output 2, IEC60255-27,Input 2 / Output 1, IEC60255-27,Input 2 / Output 2, IEC60255-27,Input 3 / Output 1, IEC60255-27,Input 3 / Output 2, IEC60255-27,Input 1 / Input 2, IEC60255-27,Input 2 / Input 3, IEC60255-27,Input 1 / Input 3,
1SVR 630 794 R3300_40.0 | IEC60664-1
1SVR 630 794 R3300_41.0 | IEC60947-5-1
1SVR 630 794 R3300_42.0 | 0.6…0.8 ¦ IEC60947-1,Tightening torque,
1SVR 630 794 R3300_43.0 | Class 2 ¦ IEC60068-2-6
1SVR 630 794 R3300_44.0 | Not specified ¦ ,Setting accuracy,
1SVR 630 794 R3300_45.0 | -
1SVR 630 794 R3300_46.0 | < +/- 0.2% ¦ ,Repeat accuracy (constant parameters),
1SVR 630 794 R3300_47.0 | < +/- 0.2%
1SVR 630 794 R3300_48.0 | MTTF, B10,
1SVR 630 794 R3300_49.0 | IEC60947-5-1,Relay Output by external fuse, IEC62314,Solid State Output by external fuse,
1SVR 630 794 R3300_5.0 | -
1SVR 630 794 R3300_50.0 | Any position ¦ ,In relation to normal vertical mounting plane,
1SVR 630 794 R3300_51.0 | DIN rail snap-on mounting without any tool ¦ IEC/EN 60715,Without socket, - ¦ IEC/EN 60715,With socket,
1SVR 630 794 R3300_53.0
1SVR 630 794 R3300_54.0 | 2 x C/O relay contacts
1SVR 630 794 R3300_55.0 | IEC60664-1
1SVR 630 794 R3300_58.0 | 100 ¦ ,Maximum measuring cycles,
1SVR 630 794 R3300_59.0 | ~/-- 250 ¦ ,Maximum switching voltage, - ¦ ,Maximum switching current, Maximum switching capacity,
1SVR 630 794 R3300_6.0 | 1 x 105 switching cycles ¦ IEC60947-4-1,AC-1, IEC60947-4-1,DC-1, IEC60947-5-1,AC-15, IEC60947-5-1,DC-13,
1SVR 630 794 R3300_60.0 | 24 ¦ IEC60947-5-4,Minimum switching voltage, 10 ¦ IEC60947-5-4,Minimum switching current, 240 ¦ IEC60947-5-4,Minimum switching capacity,
1SVR 630 794 R3300_61.0 | None ¦ ,Horizontal, None ¦ ,Vertical,
1SVR 630 794 R3300_62.0
1SVR 630 794 R3300_63.0 | Energized on fault-free ¦ ,R1 (11-12-14), R2 (21-22-24),
1SVR 630 794 R3300_64.0
1SVR 630 794 R3300_65.0
1SVR 630 794 R3300_66.0 | Not specified ¦ ,permissible input overload,
1SVR 630 794 R3300_67.0 | 25mA / 18VA (400VAC)
1SVR 630 794 R3300_68.0 | · ¦ ,"OFF" delay, · ¦ ,"ON" delay, - ¦ ,Inhibition,
1SVR 630 794 R3300_69.0 | - ¦ ,Phase cut, - ¦ ,Phase sequence, - ¦ ,Over / undervoltage (symmetry windows mode), Adjustable within measurement range ¦ ,Over voltage, Adjustable within measurement range ¦ ,Undervoltage , - ¦ ,Phase asymmetry, Disconnection of neutral, Voltage Regeneration, Extreme undervoltage (Phase loss), Extreme Overvoltage, Extreme Asymmetry,
1SVR 630 794 R3300_7.0 | IEC60664-1,Supply, IEC60664-1,Input 1, IEC60664-1,Input 2, IEC60664-1,Input 3, IEC60664-1,Output 1, IEC60664-1,Output 2, IEC60664-1,Supply / Input 1,Galvanic IEC60664-1,Supply / Input 2,Isolated IEC60664-1,Supply / Input 3,Circuit IEC60664-1,Supply / Output 1, IEC60664-1,Supply / Output 2, IEC60664-1,Output 1 / Output 2, IEC60664-1,Input 1 / Output 1, IEC60664-1,Input 1 / Output 2, IEC60664-1,Input 2 / Output 1, IEC60664-1,Input 2 / Output 2, IEC60664-1,Input 3 / Output 1, IEC60664-1,Input 3 / Output 2, IEC60664-1,Input 1 / Input 2, IEC60664-1,Input 2 / Input 3, IEC60664-1,Input 1 / Input 3,
1SVR 630 794 R3300_70.0 | < 0.5% =< 0.06% / oC
1SVR 630 794 R3300_71.0 | < 0.5% ¦ ,Measurement error with supply voltage variation, =< 0.06% / oC ¦ ,Measurement error with temperature variation,
1SVR 630 794 R3300_77.0 | IEC61810-1,Rated switching current,
1SVR 630 794 R3300_78.0 | IEC61810-1,Rated switching voltage,
1SVR 630 794 R3300_8.0 | IEC60664-1,Supply, IEC60664-1,Input 1, IEC60664-1,Input 2, IEC60664-1,Input 3, IEC60664-1,Output 1, IEC60664-1,Output 2, IEC60664-1,Supply / Input 1,Galvanic IEC60664-1,Supply / Input 2,Isolated IEC60664-1,Supply / Input 3,Circuit IEC60664-1,Supply / Output 1, IEC60664-1,Supply / Output 2, IEC60664-1,Output 1 / Output 2, IEC60664-1,Input 1 / Output 1, IEC60664-1,Input 1 / Output 2, IEC60664-1,Input 2 / Output 1, IEC60664-1,Input 2 / Output 2, IEC60664-1,Input 3 / Output 1, IEC60664-1,Input 3 / Output 2, IEC60664-1,Input 1 / Input 2, IEC60664-1,Input 2 / Input 3, IEC60664-1,Input 1 / Input 3,
1SVR 630 794 R3300_81.0 | · ¦ ,Phase lost , can be switched off ¦ ,Phase sequence, - ¦ ,Over / undervoltage (symmetry windows mode), · ¦ ,Over voltage, · ¦ ,Undervoltage , - ¦ ,Phase asymmetry, - ¦ ,Disconnection of neutral, - ¦ ,Voltage Regeneration, Extreme undervoltage, Extreme overvoltage, Extreme asymmetry,
1SVR 630 794 R3300_9.0 | 30 x 106 switching cycles ¦ IEC61810-1
1SVR 630 794 R3300_92.0 | IEC62314,Only for solid state output,
1SVR 630 794 R3300_93.0 | IEC62314,Only for solid state output,
1SVR 630 794 R3300_94.0 | True RMS ¦ ,Measurement method,
1SVR 630 794 R3300_95.0 | Not specified ¦ ,Phase lost , Not specified ¦ ,Phase sequence, - ¦ ,Over / undervoltage (symmetry windows mode), ~ 3 x 420…3 x 500 ¦ ,Over voltage, ~ 3 x 300…3 x 380 ¦ ,Undervoltage , - ¦ ,Phase asymmetry, Disconnection of neutral, Voltage Regeneration, Extreme undervoltage, Extreme Overvoltage, Extreme Asymmetry,
1SVR 630 794 R3300_96.0 | Adjustable 0.1…30 ¦ ,"OFF" delay, - ¦ ,"ON" delay, - ¦ ,Inhibition,
8487020x | Not specified ¦ IEC60721-3-3,Climatic category, Germanisher Lloyd,Environmental category, IEC60947-5-1,Cyclic Damp Heat Test, Not specified ¦ ,Supply,Rated Not specified ¦ ,Input 1,Voltage Input 2,Spec Input 3, Output 1, Output 2, Measurement mode, MTTFd, B10d,
8487020xMaximum length of probes cable | Not specified ¦ ,Maximum length of probes cable,
8487020xMaximum probe supplied current | 1 ¦ ,Maximum probe supplied current,
8487020xMaximum probe supplied voltage | 24 ¦ ,Maximum probe supplied voltage,
8487020x_1.0 | Depth,
8487020x_10.0 | Not specified
8487020x_11.0 | 84870201: ~ 24 84870203: ~120 84870204: ~230 Not specified
8487020x_12.0 | -20…+50 ¦ ,Operation,
8487020x_13.0 | -40…+70 ¦ ,Storage,
8487020x_14.0 | IEC60068-2-29
8487020x_15.0 | Not specified ¦ ,Cable stripping length,
8487020x_16.0 | Supply,Terminal Input 1, Input 2, Input 3, Output 1, Not specified ¦ ,Output 2,
8487020x_17.0 | Not specified ¦ IEC60947-1,Solid cable without cable end (screw terminal), Not specified ¦ IEC60947-1,Flexible cable with cable end (screw terminal), - ¦ IEC60947-1,Solid cable (spring terminal), - ¦ IEC60947-1,Flexible cable (spring terminal),
8487020x_18.0 | Cadmium free
8487020x_19.0
8487020x_2.0 | Height,
8487020x_20.0 | Yes ¦ IEC60255-27,Supply / Input 1, Yes ¦ IEC60255-27,Supply / Input 2, Yes ¦ IEC60255-27,Supply / Input 3, IEC60255-27,Supply / Output 1, IEC60255-27,Supply / Output 2, IEC60255-27,Output 1 / Output 2, IEC60255-27,Input 1 / Output 1, IEC60255-27,Input 1 / Output 2, IEC60255-27,Input 2 / Output 1, IEC60255-27,Input 2 / Output 2, IEC60255-27,Input 3 / Output 1, IEC60255-27,Input 3 / Output 2, IEC60255-27,Input 1 / Input 2, IEC60255-27,Input 2 / Input 3, IEC60255-27,Input 1 / Input 3,
8487020x_21.0 | Not specified Not specified Not specified Not specified
8487020x_22.0 | Not specified
8487020x_23.0 | Not specified ¦ ,Generic immunity standard, Not specified ¦ IEC61000-4-2,Electrostatic discharge, Not specified ¦ IEC61000-4-3,Radiated RF & electromagnetic field, Not specified ¦ IEC61000-4-4,Fast transient / burst, Not specified ¦ IEC61000-4-5,Surge, Not specified ¦ IEC61000-4-6,Conducted RF disturbance, IEC61000-4-8,Power frequency magnetic field, Not specified ¦ IEC61000-4-11,Voltage dips, short interruption & variations on power line, IEC61000-4-18,1 MHz oscillation wave, IEC61000-4-29,DC voltage interruption, Not specified ¦ IEC61000-4-13,Low frequency harmonics, Not specified ¦ Germanisher Lloyd,Conducted low frequency interference (harmonics), Not specified ¦ ,Generic emission standard, Not specified ¦ EN55022 / CISPR22,Radiated RF & electromagnetic field (IT equiment), Not specified ¦ EN55011 / CISPR11,Radiated RF & electromagnetic field (Medical equiment), Not specified ¦ Germanisher Lloyd,Radiated emission from enclosure port, Not specified ¦ EN55022 / CISPR22,Conducted RF emission on power line (IT equiment), Not specified ¦ EN55011 / CISPR11,Conducted RF emission on power line (Medical equiment), Not specified ¦ Germanisher Lloyd,Conducted emission,
8487020x_24.0 | 1 level - Fill operation, 1 level - Empty operation, 2 level - Fill operation, 2 level - Empty operation,
8487020x_25.0 | 10 ¦ ,Maximum cable capacitance,
8487020x_27.0 | Input terminal,
8487020x_28.0 | Internal input resistance,
8487020x_29.0 | Not specified ¦ IEC60529,Terminal Block, Not specified ¦ IEC60529,Housing, IEC60529,Front Panel,
8487020x_298.0 | 150
8487020x_3.0 | 22.5 x 78.5 x 100 ¦ ,Width,
8487020x_30.0 | Power supply availability, Power supply not availability, Timing in-progress, Output is energized, Output is de-energized, Range Setting Changes,
8487020x_31.0 | cULus, CE, CSA
8487020x_32.0 | cULus, CE, CSA
8487020x_33.0 | Not specified ¦ IEC60068-2-30,Damp heat,
8487020x_34.0 | Not specified ¦ ,through Un power reset, through front panel reset, through input control reset,
8487020x_35.0 | 300 high level; 500 low level ¦ ,on crossing the threshold,
8487020x_36.0 | IEC60068-3-3
8487020x_37.0 | Not specified ¦ IEC60068-2-27
8487020x_38.0 | 50 / 60 Not specified
8487020x_39.0 | A1-A2
8487020x_4.0 | IEC60255-27,Supply / Input 1, IEC60255-27,Supply / Input 2, IEC60255-27,Supply / Input 3, IEC60255-27,Supply / Output 1, IEC60255-27,Supply / Output 2, IEC60255-27,Output 1 / Output 2, IEC60255-27,Input 1 / Output 1, IEC60255-27,Input 1 / Output 2, IEC60255-27,Input 2 / Output 1, IEC60255-27,Input 2 / Output 2, IEC60255-27,Input 3 / Output 1, IEC60255-27,Input 3 / Output 2, IEC60255-27,Input 1 / Input 2, IEC60255-27,Input 2 / Input 3, IEC60255-27,Input 1 / Input 3,
8487020x_40.0 | Not specified ¦ IEC60664-1
8487020x_41.0 | IEC60947-5-1
8487020x_42.0 | Not specified ¦ IEC60947-1,Tightening torque,
8487020x_43.0 | Not specified ¦ IEC60068-2-6
8487020x_44.0 | +/- 30% at max sensitivity ¦ ,Setting accuracy,
8487020x_45.0 | Not specified
8487020x_46.0 | Not specified ¦ ,Repeat accuracy (constant parameters),
8487020x_47.0 | Not specified
8487020x_48.0 | MTTF, B10,
8487020x_49.0 | IEC60947-5-1,Relay Output by external fuse, IEC62314,Solid State Output by external fuse,
8487020x_5.0 | Not specified
8487020x_50.0 | Not specified ¦ ,In relation to normal vertical mounting plane,
8487020x_51.0 | On Top Hat 35mm DIN rail ¦ IEC/EN 60715,Without socket, - ¦ IEC/EN 60715,With socket,
8487020x_53.0 | 11-12-14
8487020x_54.0 | 1 x C/O relay contacts
8487020x_55.0 | Not specified ¦ IEC60664-1
8487020x_58.0 | Maximum measuring cycles,
8487020x_59.0 | Not specified ¦ ,Maximum switching voltage, Not specified ¦ ,Maximum switching current, Not specified ¦ ,Maximum switching capacity,
8487020x_6.0 | Not specified ¦ IEC60947-4-1,AC-1, IEC60947-4-1,DC-1, IEC60947-5-1,AC-15, IEC60947-5-1,DC-13,
8487020x_60.0 | Not specified ¦ IEC60947-5-4,Minimum switching voltage, Not specified ¦ IEC60947-5-4,Minimum switching current, Not specified ¦ IEC60947-5-4,Minimum switching capacity,
8487020x_61.0 | Not specified ¦ ,Horizontal, Not specified ¦ ,Vertical,
8487020x_62.0
8487020x_63.0 | Not specified ¦ ,R1 (11-12-14), R2 (21-22-24),
8487020x_64.0
8487020x_65.0
8487020x_67.0 | 3VA
8487020x_68.0 | - ¦ ,"OFF" delay, - ¦ ,"ON" delay, - ¦ ,Inhibition,
8487020x_69.0 | 1 level - Fill operation, 1 level - Empty operation, 2 level - Fill operation, 2 level - Empty operation,
8487020x_7.0 | IEC60664-1,Supply, IEC60664-1,Input 1, IEC60664-1,Input 2, IEC60664-1,Input 3, IEC60664-1,Output 1, IEC60664-1,Output 2, IEC60664-1,Supply / Input 1,Galvanic IEC60664-1,Supply / Input 2,Isolated IEC60664-1,Supply / Input 3,Circuit IEC60664-1,Supply / Output 1, IEC60664-1,Supply / Output 2, IEC60664-1,Output 1 / Output 2, IEC60664-1,Input 1 / Output 1, IEC60664-1,Input 1 / Output 2, IEC60664-1,Input 2 / Output 1, Not specified ¦ IEC60664-1,Input 2 / Output 2, IEC60664-1,Input 3 / Output 1, IEC60664-1,Input 3 / Output 2, IEC60664-1,Input 1 / Input 2, IEC60664-1,Input 2 / Input 3, IEC60664-1,Input 1 / Input 3,
8487020x_70.0 | Not specified Not specified
8487020x_71.0 | Not specified ¦ ,Measurement error with supply voltage variation, Not specified ¦ ,Measurement error with temperature variation,
8487020x_77.0 | IEC61810-1,Rated switching current,
8487020x_78.0 | IEC61810-1,Rated switching voltage,
8487020x_8.0 | IEC60664-1,Supply, IEC60664-1,Input 1, IEC60664-1,Input 2, IEC60664-1,Input 3, Not specified ¦ IEC60664-1,Output 1, IEC60664-1,Output 2, IEC60664-1,Supply / Input 1,Galvanic IEC60664-1,Supply / Input 2,Isolated IEC60664-1,Supply / Input 3,Circuit IEC60664-1,Supply / Output 1, IEC60664-1,Supply / Output 2, IEC60664-1,Output 1 / Output 2, IEC60664-1,Input 1 / Output 1, IEC60664-1,Input 1 / Output 2, IEC60664-1,Input 2 / Output 1, Not specified ¦ IEC60664-1,Input 2 / Output 2, IEC60664-1,Input 3 / Output 1, IEC60664-1,Input 3 / Output 2, IEC60664-1,Input 1 / Input 2, IEC60664-1,Input 2 / Input 3, IEC60664-1,Input 1 / Input 3,
8487020x_81.0 | 1 level - Fill operation, 1 level - Empty operation, 2 level - Fill operation, 2 level - Empty operation,
8487020x_9.0 | Not specified ¦ IEC61810-1
8487020x_92.0 | - ¦ IEC62314,Only for solid state output,
8487020x_93.0 | - ¦ IEC62314,Only for solid state output,
8487020x_94.0 | Liquid level probe ¦ ,Measurement method,
8487020x_95.0 | 1 level - Fill operation, 1 level - Empty operation, 2 level - Fill operation, 2 level - Empty operation,
8487020x_96.0 | - ¦ ,"OFF" delay, - ¦ ,"ON" delay, - ¦ ,Inhibition,
8487021x | Not specified ¦ IEC60721-3-3,Climatic category, Germanisher Lloyd,Environmental category, IEC60947-5-1,Cyclic Damp Heat Test, Not specified ¦ ,Supply,Rated Not specified ¦ ,Input 1,Voltage Input 2,Spec Input 3, Output 1, Output 2, Measurement mode, MTTFd, B10d,
8487021xMaximum length of probes cable | Not specified ¦ ,Maximum length of probes cable,
8487021xMaximum probe supplied current | 1 ¦ ,Maximum probe supplied current,
8487021xMaximum probe supplied voltage | 24 ¦ ,Maximum probe supplied voltage,
8487021x_1.0 | Depth,
8487021x_10.0 | Not specified
8487021x_11.0 | 84870211: ~ 24 84870213: ~120 84870214: ~230 Not specified
8487021x_12.0 | -20…+50 ¦ ,Operation,
8487021x_13.0 | -40…+70 ¦ ,Storage,
8487021x_14.0 | IEC60068-2-29
8487021x_15.0 | Not specified ¦ ,Cable stripping length,
8487021x_16.0 | Supply,Terminal Input 1, Input 2, Input 3, Output 1, Not specified ¦ ,Output 2,
8487021x_17.0 | Not specified ¦ IEC60947-1,Solid cable without cable end (screw terminal), Not specified ¦ IEC60947-1,Flexible cable with cable end (screw terminal), - ¦ IEC60947-1,Solid cable (spring terminal), - ¦ IEC60947-1,Flexible cable (spring terminal),
8487021x_18.0 | Cadmium free
8487021x_19.0
8487021x_2.0 | Height,
8487021x_20.0 | Yes ¦ IEC60255-27,Supply / Input 1, Yes ¦ IEC60255-27,Supply / Input 2, Yes ¦ IEC60255-27,Supply / Input 3, IEC60255-27,Supply / Output 1, IEC60255-27,Supply / Output 2, IEC60255-27,Output 1 / Output 2, IEC60255-27,Input 1 / Output 1, IEC60255-27,Input 1 / Output 2, IEC60255-27,Input 2 / Output 1, IEC60255-27,Input 2 / Output 2, IEC60255-27,Input 3 / Output 1, IEC60255-27,Input 3 / Output 2, IEC60255-27,Input 1 / Input 2, IEC60255-27,Input 2 / Input 3, IEC60255-27,Input 1 / Input 3,
8487021x_21.0 | Not specified Not specified Not specified Not specified
8487021x_22.0 | Not specified
8487021x_23.0 | Not specified ¦ ,Generic immunity standard, Not specified ¦ IEC61000-4-2,Electrostatic discharge, Not specified ¦ IEC61000-4-3,Radiated RF & electromagnetic field, Not specified ¦ IEC61000-4-4,Fast transient / burst, Not specified ¦ IEC61000-4-5,Surge, Not specified ¦ IEC61000-4-6,Conducted RF disturbance, IEC61000-4-8,Power frequency magnetic field, Not specified ¦ IEC61000-4-11,Voltage dips, short interruption & variations on power line, IEC61000-4-18,1 MHz oscillation wave, IEC61000-4-29,DC voltage interruption, Not specified ¦ IEC61000-4-13,Low frequency harmonics, Not specified ¦ Germanisher Lloyd,Conducted low frequency interference (harmonics), Not specified ¦ ,Generic emission standard, Not specified ¦ EN55022 / CISPR22,Radiated RF & electromagnetic field (IT equiment), Not specified ¦ EN55011 / CISPR11,Radiated RF & electromagnetic field (Medical equiment), Not specified ¦ Germanisher Lloyd,Radiated emission from enclosure port, Not specified ¦ EN55022 / CISPR22,Conducted RF emission on power line (IT equiment), Not specified ¦ EN55011 / CISPR11,Conducted RF emission on power line (Medical equiment), Not specified ¦ Germanisher Lloyd,Conducted emission,
8487021x_24.0 | 1 level - Fill operation, 1 level - Empty operation, 2 level - Fill operation, 2 level - Empty operation,
8487021x_25.0 | 10 ¦ ,Maximum cable capacitance,
8487021x_27.0 | Input terminal,
8487021x_28.0 | Internal input resistance,
8487021x_29.0 | Not specified ¦ IEC60529,Terminal Block, Not specified ¦ IEC60529,Housing, IEC60529,Front Panel,
8487021x_298.0 | 150
8487021x_3.0 | 22.5 x 78.5 x 100 ¦ ,Width,
8487021x_30.0 | Power supply availability, Power supply not availability, Timing in-progress, Output is energized, Output is de-energized, Range Setting Changes,
8487021x_31.0 | cULus, CE, CSA
8487021x_32.0 | cULus, CE, CSA
8487021x_33.0 | Not specified ¦ IEC60068-2-30,Damp heat,
8487021x_34.0 | Not specified ¦ ,through Un power reset, through front panel reset, through input control reset,
8487021x_35.0 | 300 high level; 500 low level ¦ ,on crossing the threshold,
8487021x_36.0 | IEC60068-3-3
8487021x_37.0 | Not specified ¦ IEC60068-2-27
8487021x_38.0 | 50 / 60 Not specified
8487021x_39.0 | A1-A2
8487021x_4.0 | IEC60255-27,Supply / Input 1, IEC60255-27,Supply / Input 2, IEC60255-27,Supply / Input 3, IEC60255-27,Supply / Output 1, IEC60255-27,Supply / Output 2, IEC60255-27,Output 1 / Output 2, IEC60255-27,Input 1 / Output 1, IEC60255-27,Input 1 / Output 2, IEC60255-27,Input 2 / Output 1, IEC60255-27,Input 2 / Output 2, IEC60255-27,Input 3 / Output 1, IEC60255-27,Input 3 / Output 2, IEC60255-27,Input 1 / Input 2, IEC60255-27,Input 2 / Input 3, IEC60255-27,Input 1 / Input 3,
8487021x_40.0 | Not specified ¦ IEC60664-1
8487021x_41.0 | IEC60947-5-1
8487021x_42.0 | Not specified ¦ IEC60947-1,Tightening torque,
8487021x_43.0 | Not specified ¦ IEC60068-2-6
8487021x_44.0 | +/- 30% at max sensitivity ¦ ,Setting accuracy,
8487021x_45.0 | Not specified
8487021x_46.0 | Not specified ¦ ,Repeat accuracy (constant parameters),
8487021x_47.0 | Not specified
8487021x_48.0 | MTTF, B10,
8487021x_49.0 | IEC60947-5-1,Relay Output by external fuse, IEC62314,Solid State Output by external fuse,
8487021x_5.0 | Not specified
8487021x_50.0 | Not specified ¦ ,In relation to normal vertical mounting plane,
8487021x_51.0 | On Top Hat 35mm DIN rail ¦ IEC/EN 60715,Without socket, - ¦ IEC/EN 60715,With socket,
8487021x_53.0 | 11-12-14
8487021x_54.0 | 1 x C/O relay contacts
8487021x_55.0 | Not specified ¦ IEC60664-1
8487021x_58.0 | Maximum measuring cycles,
8487021x_59.0 | Not specified ¦ ,Maximum switching voltage, Not specified ¦ ,Maximum switching current, Not specified ¦ ,Maximum switching capacity,
8487021x_6.0 | Not specified ¦ IEC60947-4-1,AC-1, IEC60947-4-1,DC-1, IEC60947-5-1,AC-15, IEC60947-5-1,DC-13,
8487021x_60.0 | Not specified ¦ IEC60947-5-4,Minimum switching voltage, Not specified ¦ IEC60947-5-4,Minimum switching current, Not specified ¦ IEC60947-5-4,Minimum switching capacity,
8487021x_61.0 | Not specified ¦ ,Horizontal, Not specified ¦ ,Vertical,
8487021x_62.0
8487021x_63.0 | Not specified ¦ ,R1 (11-12-14), R2 (21-22-24),
8487021x_64.0
8487021x_65.0
8487021x_67.0 | 3VA
8487021x_68.0 | · ¦ ,"OFF" delay, · ¦ ,"ON" delay, - ¦ ,Inhibition,
8487021x_69.0 | 1 level - Fill operation, 1 level - Empty operation, 2 level - Fill operation, 2 level - Empty operation,
8487021x_7.0 | IEC60664-1,Supply, IEC60664-1,Input 1, IEC60664-1,Input 2, IEC60664-1,Input 3, IEC60664-1,Output 1, IEC60664-1,Output 2, IEC60664-1,Supply / Input 1,Galvanic IEC60664-1,Supply / Input 2,Isolated IEC60664-1,Supply / Input 3,Circuit IEC60664-1,Supply / Output 1, IEC60664-1,Supply / Output 2, IEC60664-1,Output 1 / Output 2, IEC60664-1,Input 1 / Output 1, IEC60664-1,Input 1 / Output 2, IEC60664-1,Input 2 / Output 1, Not specified ¦ IEC60664-1,Input 2 / Output 2, IEC60664-1,Input 3 / Output 1, IEC60664-1,Input 3 / Output 2, IEC60664-1,Input 1 / Input 2, IEC60664-1,Input 2 / Input 3, IEC60664-1,Input 1 / Input 3,
8487021x_70.0 | Not specified Not specified
8487021x_71.0 | Not specified ¦ ,Measurement error with supply voltage variation, Not specified ¦ ,Measurement error with temperature variation,
8487021x_77.0 | IEC61810-1,Rated switching current,
8487021x_78.0 | IEC61810-1,Rated switching voltage,
8487021x_8.0 | IEC60664-1,Supply, IEC60664-1,Input 1, IEC60664-1,Input 2, IEC60664-1,Input 3, Not specified ¦ IEC60664-1,Output 1, IEC60664-1,Output 2, IEC60664-1,Supply / Input 1,Galvanic IEC60664-1,Supply / Input 2,Isolated IEC60664-1,Supply / Input 3,Circuit IEC60664-1,Supply / Output 1, IEC60664-1,Supply / Output 2, IEC60664-1,Output 1 / Output 2, IEC60664-1,Input 1 / Output 1, IEC60664-1,Input 1 / Output 2, IEC60664-1,Input 2 / Output 1, Not specified ¦ IEC60664-1,Input 2 / Output 2, IEC60664-1,Input 3 / Output 1, IEC60664-1,Input 3 / Output 2, IEC60664-1,Input 1 / Input 2, IEC60664-1,Input 2 / Input 3, IEC60664-1,Input 1 / Input 3,
8487021x_81.0 | 1 level - Fill operation, 1 level - Empty operation, 2 level - Fill operation, 2 level - Empty operation,
8487021x_9.0 | Not specified ¦ IEC61810-1
8487021x_92.0 | - ¦ IEC62314,Only for solid state output,
8487021x_93.0 | - ¦ IEC62314,Only for solid state output,
8487021x_94.0 | Liquid level probe ¦ ,Measurement method,
8487021x_95.0 | 1 level - Fill operation, 1 level - Empty operation, 2 level - Fill operation, 2 level - Empty operation,
8487021x_96.0 | Adjustable 0.1…5 ¦ ,"OFF" delay, Adjustable 0.1…5 ¦ ,"ON" delay, - ¦ ,Inhibition,
84873004 | Not specified ¦ IEC60721-3-3,Climatic category, Germanisher Lloyd,Environmental category, IEC60947-5-1,Cyclic Damp Heat Test, Supply,Rated Input 1,Voltage Input 2,Spec Input 3, Output 1, Output 2, Measurement mode, MTTFd, B10d,
84873004_1.0 | Depth,
84873004_10.0 | =< 200
84873004_11.0 | ~ 3 x 230…3 x 440 Not specified
84873004_12.0 | Not specified ¦ ,Operation,
84873004_13.0 | -30…+70 ¦ ,Storage,
84873004_14.0 | IEC60068-2-29
84873004_15.0 | Cable stripping length,
84873004_16.0 | Supply,Terminal Input 1, Input 2, Input 3, Output 1, Output 2,
84873004_17.0 | 1 conductor: 4 (AWG11) 2 conductor:2.5 (AWG14) ¦ IEC60947-1,Solid cable without cable end (screw terminal), 2 conductor: 1.5 (AWG16) ¦ IEC60947-1,Flexible cable with cable end (screw terminal), - ¦ IEC60947-1,Solid cable (spring terminal), - ¦ IEC60947-1,Flexible cable (spring terminal),
84873004_18.0 | Cadmium free
84873004_19.0
84873004_2.0 | Height,
84873004_20.0 | IEC60255-27,Supply / Input 1, IEC60255-27,Supply / Input 2, IEC60255-27,Supply / Input 3, IEC60255-27,Supply / Output 1, IEC60255-27,Supply / Output 2, IEC60255-27,Output 1 / Output 2, IEC60255-27,Input 1 / Output 1, IEC60255-27,Input 1 / Output 2, IEC60255-27,Input 2 / Output 1, IEC60255-27,Input 2 / Output 2, IEC60255-27,Input 3 / Output 1, IEC60255-27,Input 3 / Output 2, IEC60255-27,Input 1 / Input 2, IEC60255-27,Input 2 / Input 3, IEC60255-27,Input 1 / Input 3,
84873004_21.0 | Not specified Not specified Not specified Not specified
84873004_22.0
84873004_23.0 | Not specified ¦ ,Generic immunity standard, Not specified ¦ IEC61000-4-2,Electrostatic discharge, Not specified ¦ IEC61000-4-3,Radiated RF & electromagnetic field, Not specified ¦ IEC61000-4-4,Fast transient / burst, Not specified ¦ IEC61000-4-5,Surge, Not specified ¦ IEC61000-4-6,Conducted RF disturbance, IEC61000-4-8,Power frequency magnetic field, Not specified ¦ IEC61000-4-11,Voltage dips, short interruption & variations on power line, IEC61000-4-18,1 MHz oscillation wave, IEC61000-4-29,DC voltage interruption, Not specified ¦ IEC61000-4-13,Low frequency harmonics, Not specified ¦ Germanisher Lloyd,Conducted low frequency interference (harmonics), Not specified ¦ ,Generic emission standard, Not specified ¦ EN55022 / CISPR22,Radiated RF & electromagnetic field (IT equiment), Not specified ¦ EN55011 / CISPR11,Radiated RF & electromagnetic field (Medical equiment), Not specified ¦ Germanisher Lloyd,Radiated emission from enclosure port, Not specified ¦ EN55022 / CISPR22,Conducted RF emission on power line (IT equiment), Not specified ¦ EN55011 / CISPR11,Conducted RF emission on power line (Medical equiment), Not specified ¦ Germanisher Lloyd,Conducted emission,
84873004_24.0 | Not specified ¦ ,Phase cut, Not specified ¦ ,Phase sequence, - ¦ ,Over / undervoltage (symmetry windows mode), - ¦ ,Over voltage, - ¦ ,Undervoltage , - ¦ ,Phase asymmetry, Disconnection of neutral, Voltage Regeneration, Extreme undervoltage (Phase loss), Extreme Overvoltage, Extreme Asymmetry,
84873004_25.0 | 50 / 60 ¦ ,Rated frequency, 49…61 ¦ ,Frequency operating range,
84873004_26.0 | Fixed @ ~ 3 x 230…3 x 440 ¦ ,Input nominal voltage selection,
84873004_27.0 | L1-L2-L3 ¦ ,Input terminal,
84873004_28.0 | Not specified ¦ ,Internal input resistance,
84873004_29.0 | IP20 ¦ IEC60529,Terminal Block, IP40 ¦ IEC60529,Housing, Not specified ¦ IEC60529,Front Panel,
84873004_298.0 | 110
84873004_3.0 | 22.5 x 78.5 x 100 ¦ ,Width,
84873004_30.0 | Power supply availability, Power supply not availability, Timing in-progress, Output is energized, Output is de-energized, Range Setting Changes, Phase Cut, Phase Sequence Swap, Undervoltage <U, Overvoltage >U, Phase Asymmetry, Voltage Regeneration, Extreme Undervoltage <U (Phase loss), Extreme Overvoltage >U, Extreme Phase Asymmetry,
84873004_31.0 | cULus, CE
84873004_32.0 | cULus, CE
84873004_33.0 | Not specified ¦ IEC60068-2-30,Damp heat,XX
84873004_34.0 | - ¦ ,through Un power reset, through front panel reset, through input control reset,
84873004_35.0 | =< 300 ¦ ,on crossing the threshold,
84873004_36.0 | IEC60068-3-3
84873004_37.0 | Not specified ¦ IEC60068-2-27
84873004_38.0 | 50 / 60 49…61
84873004_39.0 | Not specified
84873004_4.0 | IEC60255-27,Supply / Input 1, IEC60255-27,Supply / Input 2, IEC60255-27,Supply / Input 3, IEC60255-27,Supply / Output 1, IEC60255-27,Supply / Output 2, IEC60255-27,Output 1 / Output 2, IEC60255-27,Input 1 / Output 1, IEC60255-27,Input 1 / Output 2, IEC60255-27,Input 2 / Output 1, IEC60255-27,Input 2 / Output 2, IEC60255-27,Input 3 / Output 1, IEC60255-27,Input 3 / Output 2, IEC60255-27,Input 1 / Input 2, IEC60255-27,Input 2 / Input 3, IEC60255-27,Input 1 / Input 3,
84873004_40.0 | IEC60664-1
84873004_41.0 | IEC60947-5-1
84873004_42.0 | Max 1 ¦ IEC60947-1,Tightening torque,
84873004_43.0 | Not specified ¦ IEC60068-2-6
84873004_44.0 | - ¦ ,Setting accuracy,
84873004_45.0 | -
84873004_46.0 | Not specified ¦ ,Repeat accuracy (constant parameters),
84873004_47.0 | -
84873004_48.0 | MTTF, B10,
84873004_49.0 | IEC60947-5-1,Relay Output by external fuse, IEC62314,Solid State Output by external fuse,
84873004_5.0 | Not specified
84873004_50.0 | In relation to normal vertical mounting plane,
84873004_51.0 | IEC/EN 60715,Without socket, - ¦ IEC/EN 60715,With socket,
84873004_53.0 | 11-12-14, 21-22-24
84873004_54.0 | 2 x C/O relay contacts
84873004_55.0 | IEC60664-1
84873004_58.0 | Not specified ¦ ,Maximum measuring cycles,
84873004_59.0 | ~ 250 ¦ ,Maximum switching voltage, 8 ¦ ,Maximum switching current, 2000 ¦ ,Maximum switching capacity,
84873004_6.0 | Not specified ¦ IEC60947-4-1,AC-1, IEC60947-4-1,DC-1, IEC60947-5-1,AC-15, IEC60947-5-1,DC-13,
84873004_60.0 | 5 ¦ IEC60947-5-4,Minimum switching voltage, 10 ¦ IEC60947-5-4,Minimum switching current, 50 ¦ IEC60947-5-4,Minimum switching capacity,
84873004_61.0 | Not specified ¦ ,Horizontal, Not specified ¦ ,Vertical,
84873004_62.0
84873004_63.0 | Energized on fault-free ¦ ,R1 (11-12-14), R2 (21-22-24),
84873004_64.0
84873004_65.0
84873004_66.0 | Not specified ¦ ,permissible input overload,
84873004_67.0 | 25
84873004_68.0 | - ¦ ,"OFF" delay, - ¦ ,"ON" delay, - ¦ ,Inhibition,
84873004_69.0 | Not specified ¦ ,Phase cut, Not specified ¦ ,Phase sequence, - ¦ ,Over / undervoltage (symmetry windows mode), - ¦ ,Over voltage, - ¦ ,Undervoltage , - ¦ ,Phase asymmetry, Disconnection of neutral, Voltage Regeneration, Extreme undervoltage (Phase loss), Extreme Overvoltage, Extreme Asymmetry,
84873004_7.0 | IEC60664-1,Supply, IEC60664-1,Input 1, IEC60664-1,Input 2, IEC60664-1,Input 3, IEC60664-1,Output 1, IEC60664-1,Output 2, IEC60664-1,Supply / Input 1,Galvanic IEC60664-1,Supply / Input 2,Isolated IEC60664-1,Supply / Input 3,Circuit IEC60664-1,Supply / Output 1, IEC60664-1,Supply / Output 2, IEC60664-1,Output 1 / Output 2, IEC60664-1,Input 1 / Output 1, IEC60664-1,Input 1 / Output 2, IEC60664-1,Input 2 / Output 1, IEC60664-1,Input 2 / Output 2, IEC60664-1,Input 3 / Output 1, IEC60664-1,Input 3 / Output 2, IEC60664-1,Input 1 / Input 2, IEC60664-1,Input 2 / Input 3, IEC60664-1,Input 1 / Input 3,
84873004_70.0 | - -
84873004_71.0 | Not specified ¦ ,Measurement error with supply voltage variation, Not specified ¦ ,Measurement error with temperature variation,
84873004_77.0 | IEC61810-1,Rated switching current,
84873004_78.0 | IEC61810-1,Rated switching voltage,
84873004_8.0 | IEC60664-1,Supply, IEC60664-1,Input 1, IEC60664-1,Input 2, IEC60664-1,Input 3, IEC60664-1,Output 1, IEC60664-1,Output 2, IEC60664-1,Supply / Input 1,Galvanic IEC60664-1,Supply / Input 2,Isolated IEC60664-1,Supply / Input 3,Circuit IEC60664-1,Supply / Output 1, IEC60664-1,Supply / Output 2, IEC60664-1,Output 1 / Output 2, IEC60664-1,Input 1 / Output 1, IEC60664-1,Input 1 / Output 2, IEC60664-1,Input 2 / Output 1, IEC60664-1,Input 2 / Output 2, IEC60664-1,Input 3 / Output 1, IEC60664-1,Input 3 / Output 2, IEC60664-1,Input 1 / Input 2, IEC60664-1,Input 2 / Input 3, IEC60664-1,Input 1 / Input 3,
84873004_81.0 | · ¦ ,Phase lost , · ¦ ,Phase sequence, - ¦ ,Over / undervoltage (symmetry windows mode), - ¦ ,Over voltage, - ¦ ,Undervoltage , - ¦ ,Phase asymmetry, - ¦ ,Disconnection of neutral, - ¦ ,Voltage Regeneration, Extreme undervoltage, Extreme overvoltage, Extreme asymmetry,
84873004_9.0 | 20 x 106 switching cycles ¦ IEC61810-1
84873004_92.0 | IEC62314,Only for solid state output,
84873004_93.0 | IEC62314,Only for solid state output,
84873004_94.0 | Not specified ¦ ,Measurement method,
84873004_95.0 | Not specified ¦ ,Phase lost , Not specified ¦ ,Phase sequence, - ¦ ,Over / undervoltage (symmetry windows mode), - ¦ ,Over voltage, - ¦ ,Undervoltage , - ¦ ,Phase asymmetry, Disconnection of neutral, Voltage Regeneration, Extreme undervoltage, Extreme Overvoltage, Extreme Asymmetry,
84873004_96.0 | - ¦ ,"OFF" delay, - ¦ ,"ON" delay, - ¦ ,Inhibition,
84873021 | Same as RM17TG20 ¦ IEC60721-3-3,Climatic category, Same as RM17TG20 ¦ Germanisher Lloyd,Environmental category, Same as RM17TG20 ¦ IEC60947-5-1,Cyclic Damp Heat Test, Same as RM17TG20 ¦ ,Supply,Rated Same as RM17TG20 ¦ ,Input 1,Voltage Same as RM17TG20 ¦ ,Input 2,Spec Same as RM17TG20 ¦ ,Input 3, Same as RM17TG20 ¦ ,Output 1, Same as RM17TG20 ¦ ,Output 2, Same as RM17TG20 ¦ ,Measurement mode, Same as RM17TG20 Same as RM17TG20 Same as RM17TG20 Same as RM17TG20 Same as RM17TG20 ¦ ,MTTFd, Same as RM17TG20 ¦ ,B10d, Drawing / Diagram
84873021_1.0 | Same as RM17TG20 ¦ ,Depth,
84873021_10.0 | Same as RM17TG20
84873021_11.0 | Same as RM17TG20 Same as RM17TG20
84873021_12.0 | Same as RM17TG20 ¦ ,Operation,
84873021_13.0 | Same as RM17TG20 ¦ ,Storage,
84873021_14.0 | Same as RM17TG20 ¦ IEC60068-2-29
84873021_15.0 | Same as RM17TG20 ¦ ,Cable stripping length,
84873021_16.0 | Same as RM17TG20 ¦ ,Supply,Terminal Same as RM17TG20 ¦ ,Input 1, Same as RM17TG20 ¦ ,Input 2, Same as RM17TG20 ¦ ,Input 3, Same as RM17TG20 ¦ ,Output 1, Same as RM17TG20 ¦ ,Output 2,
84873021_17.0 | Same as RM17TG20 ¦ IEC60947-1,Solid cable without cable end (screw terminal), Same as RM17TG20 ¦ IEC60947-1,Flexible cable with cable end (screw terminal), Same as RM17TG20 ¦ IEC60947-1,Solid cable (spring terminal), Same as RM17TG20 ¦ IEC60947-1,Flexible cable (spring terminal),
84873021_18.0 | Same as RM17TG20
84873021_19.0 | Same as RM17TG20
84873021_2.0 | Same as RM17TG20 ¦ ,Height,
84873021_20.0 | Same as RM17TG20 ¦ IEC60255-27,Supply / Input 1, Same as RM17TG20 ¦ IEC60255-27,Supply / Input 2, Same as RM17TG20 ¦ IEC60255-27,Supply / Input 3, Same as RM17TG20 ¦ IEC60255-27,Supply / Output 1, Same as RM17TG20 ¦ IEC60255-27,Supply / Output 2, Same as RM17TG20 ¦ IEC60255-27,Output 1 / Output 2, Same as RM17TG20 ¦ IEC60255-27,Input 1 / Output 1, Same as RM17TG20 ¦ IEC60255-27,Input 1 / Output 2, Same as RM17TG20 ¦ IEC60255-27,Input 2 / Output 1, Same as RM17TG20 ¦ IEC60255-27,Input 2 / Output 2, Same as RM17TG20 ¦ IEC60255-27,Input 3 / Output 1, Same as RM17TG20 ¦ IEC60255-27,Input 3 / Output 2, Same as RM17TG20 ¦ IEC60255-27,Input 1 / Input 2, Same as RM17TG20 ¦ IEC60255-27,Input 2 / Input 3, Same as RM17TG20 ¦ IEC60255-27,Input 1 / Input 3,
84873021_21.0 | Same as RM17TG20 Same as RM17TG20 Same as RM17TG20 Same as RM17TG20
84873021_22.0 | Same as RM17TG20
84873021_23.0 | Same as RM17TG20 ¦ ,Generic immunity standard, Same as RM17TG20 ¦ IEC61000-4-2,Electrostatic discharge, Same as RM17TG20 ¦ IEC61000-4-3,Radiated RF & electromagnetic field, Same as RM17TG20 ¦ IEC61000-4-4,Fast transient / burst, Same as RM17TG20 ¦ IEC61000-4-5,Surge, Same as RM17TG20 ¦ IEC61000-4-6,Conducted RF disturbance, Same as RM17TG20 ¦ IEC61000-4-8,Power frequency magnetic field, Same as RM17TG20 ¦ IEC61000-4-11,Voltage dips, short interruption & variations on power line, Same as RM17TG20 ¦ IEC61000-4-18,1 MHz oscillation wave, Same as RM17TG20 ¦ IEC61000-4-29,DC voltage interruption, Same as RM17TG20 ¦ IEC61000-4-13,Low frequency harmonics, DC Supply : 50 Hz to 10 kHz, 3Vrms (Max 2W) - Not applicable AC Supply : 1st…200th harmonics, Max 2W ¦ Germanisher Lloyd,Conducted low frequency interference (harmonics), Same as RM17TG20 ¦ ,Generic emission standard, Same as RM17TG20 ¦ EN55022 / CISPR22,Radiated RF & electromagnetic field (IT equiment), Same as RM17TG20 ¦ EN55011 / CISPR11,Radiated RF & electromagnetic field (Medical equiment), Same as RM17TG20 ¦ Germanisher Lloyd,Radiated emission from enclosure port, Same as RM17TG20 ¦ EN55022 / CISPR22,Conducted RF emission on power line (IT equiment), Same as RM17TG20 ¦ EN55011 / CISPR11,Conducted RF emission on power line (Medical equiment), Same as RM17TG20 ¦ Germanisher Lloyd,Conducted emission,
84873021_24.0 | Same as RM17TG20 ¦ ,Phase cut, Same as RM17TG20 ¦ ,Phase sequence, Same as RM17TG20 ¦ ,Over / undervoltage (symmetry windows mode), Same as RM17TG20 ¦ ,Over voltage, Same as RM17TG20 ¦ ,Undervoltage , Same as RM17TG20 ¦ ,Phase asymmetry, Same as RM17TG20 ¦ ,Disconnection of neutral, Same as RM17TG20 ¦ ,Voltage Regeneration, Same as RM17TG20 ¦ ,Extreme undervoltage (Phase loss), Same as RM17TG20 ¦ ,Extreme Overvoltage, Same as RM17TG20 ¦ ,Extreme Asymmetry,
84873021_25.0 | Same as RM17TG20 ¦ ,Rated frequency, Same as RM17TG20 ¦ ,Frequency operating range,
84873021_26.0 | Same as RM17TG20 ¦ ,Input nominal voltage selection,
84873021_27.0 | Same as RM17TG20 ¦ ,Input terminal,
84873021_28.0 | Same as RM17TG20 ¦ ,Internal input resistance,
84873021_29.0 | Same as RM17TG20 ¦ IEC60529,Terminal Block, Same as RM17TG20 ¦ IEC60529,Housing, Same as RM17TG20 ¦ IEC60529,Front Panel,
84873021_298.0 | Same as RM17TG20
84873021_3.0 | Same as RM17TG20 ¦ ,Width,
84873021_30.0 | Same as RM17TG20 Same as RM17TG20 ¦ ,Power supply availability, Same as RM17TG20 ¦ ,Power supply not availability, Same as RM17TG20 ¦ ,Timing in-progress, Same as RM17TG20 ¦ ,Output is energized, Same as RM17TG20 ¦ ,Output is de-energized, Same as RM17TG20 ¦ ,Range Setting Changes, Same as RM17TG20 ¦ ,Phase Cut, Same as RM17TG20 ¦ ,Phase Sequence Swap, Same as RM17TG20 ¦ ,Undervoltage <U, Same as RM17TG20 ¦ ,Overvoltage >U, Same as RM17TG20 ¦ ,Phase Asymmetry, Same as RM17TG20 ¦ ,Voltage Regeneration, Same as RM17TG20 ¦ ,Extreme Undervoltage <U (Phase loss), Same as RM17TG20 ¦ ,Extreme Overvoltage >U, Same as RM17TG20 ¦ ,Extreme Phase Asymmetry,
84873021_31.0 | UL, CSA, GL, CCC, CE, China ROHS
84873021_32.0 | UL, CSA, GL, CCC, CE, China ROHS
84873021_33.0 | Same as RM17TG20 ¦ IEC60068-2-30,Damp heat,XX
84873021_34.0 | Same as RM17TG20 ¦ ,through Un power reset, Same as RM17TG20 ¦ ,through front panel reset, Same as RM17TG20 ¦ ,through input control reset,
84873021_35.0 | Same as RM17TG20 ¦ ,on crossing the threshold, Same as RM17TG20 Same as RM17TG20 Same as RM17TG20 Same as RM17TG20
84873021_36.0 | Same as RM17TG20 ¦ IEC60068-3-3
84873021_37.0 | Same as RM17TG20 ¦ IEC60068-2-27
84873021_38.0 | Same as RM17TG20 Same as RM17TG20
84873021_39.0 | Same as RM17TG20
84873021_4.0 | Same as RM17TG20 ¦ IEC60255-27,Supply / Input 1, Same as RM17TG20 ¦ IEC60255-27,Supply / Input 2, Same as RM17TG20 ¦ IEC60255-27,Supply / Input 3, Same as RM17TG20 ¦ IEC60255-27,Supply / Output 1, Same as RM17TG20 ¦ IEC60255-27,Supply / Output 2, Same as RM17TG20 ¦ IEC60255-27,Output 1 / Output 2, Same as RM17TG20 ¦ IEC60255-27,Input 1 / Output 1, Same as RM17TG20 ¦ IEC60255-27,Input 1 / Output 2, Same as RM17TG20 ¦ IEC60255-27,Input 2 / Output 1, Same as RM17TG20 ¦ IEC60255-27,Input 2 / Output 2, Same as RM17TG20 ¦ IEC60255-27,Input 3 / Output 1, Same as RM17TG20 ¦ IEC60255-27,Input 3 / Output 2, Same as RM17TG20 ¦ IEC60255-27,Input 1 / Input 2, Same as RM17TG20 ¦ IEC60255-27,Input 2 / Input 3, Same as RM17TG20 ¦ IEC60255-27,Input 1 / Input 3,
84873021_40.0 | Same as RM17TG20 ¦ IEC60664-1
84873021_41.0 | Same as RM17TG20 ¦ IEC60947-5-1
84873021_42.0 | Same as RM17TG20 ¦ IEC60947-1,Tightening torque,
84873021_43.0 | Same as RM17TG20 ¦ IEC60068-2-6
84873021_44.0 | Same as RM17TG20 ¦ ,Setting accuracy,
84873021_45.0 | Same as RM17TG20
84873021_46.0 | Same as RM17TG20 ¦ ,Repeat accuracy (constant parameters),
84873021_47.0 | Same as RM17TG20
84873021_48.0 | Same as RM17TG20 ¦ ,MTTF, Same as RM17TG20 ¦ ,B10,
84873021_49.0 | Same as RM17TG20 ¦ IEC60947-5-1,Relay Output by external fuse, Same as RM17TG20 ¦ IEC62314,Solid State Output by external fuse,
84873021_5.0 | Same as RM17TG20
84873021_50.0 | Same as RM17TG20 ¦ ,In relation to normal vertical mounting plane,
84873021_51.0 | Same as RM17TG20 ¦ IEC/EN 60715,Without socket, Same as RM17TG20 ¦ IEC/EN 60715,With socket,
84873021_53.0 | Same as RM17TG20
84873021_54.0 | Same as RM17TG20
84873021_55.0 | Same as RM17TG20 ¦ IEC60664-1
84873021_58.0 | Same as RM17TG20 ¦ ,Maximum measuring cycles,
84873021_59.0 | Same as RM17TG20 ¦ ,Maximum switching voltage, Same as RM17TG20 ¦ ,Maximum switching current, Same as RM17TG20 ¦ ,Maximum switching capacity,
84873021_6.0 | Same as RM17TG20 ¦ IEC60947-4-1,AC-1, Same as RM17TG20 ¦ IEC60947-4-1,DC-1, Same as RM17TG20 ¦ IEC60947-5-1,AC-15, Same as RM17TG20 ¦ IEC60947-5-1,DC-13,
84873021_60.0 | Same as RM17TG20 ¦ IEC60947-5-4,Minimum switching voltage, Same as RM17TG20 ¦ IEC60947-5-4,Minimum switching current, Same as RM17TG20 ¦ IEC60947-5-4,Minimum switching capacity,
84873021_61.0 | Same as RM17TG20 ¦ ,Horizontal, Same as RM17TG20 ¦ ,Vertical,
84873021_62.0 | Same as RM17TG20
84873021_63.0 | Same as RM17TG20 ¦ ,R1 (11-12-14), Same as RM17TG20 ¦ ,R2 (21-22-24),
84873021_64.0 | Same as RM17TG20
84873021_65.0 | Same as RM17TG20
84873021_66.0 | Same as RM17TG20 ¦ ,permissible input overload,
84873021_67.0 | Same as RM17TG20
84873021_68.0 | Same as RM17TG20 ¦ ,"OFF" delay, Same as RM17TG20 ¦ ,"ON" delay, Same as RM17TG20 ¦ ,Inhibition,
84873021_69.0 | Same as RM17TG20 ¦ ,Phase cut, Same as RM17TG20 ¦ ,Phase sequence, Same as RM17TG20 ¦ ,Over / undervoltage (symmetry windows mode), Same as RM17TG20 ¦ ,Over voltage, Same as RM17TG20 ¦ ,Undervoltage , Same as RM17TG20 ¦ ,Phase asymmetry, Same as RM17TG20 ¦ ,Disconnection of neutral, Same as RM17TG20 ¦ ,Voltage Regeneration, Same as RM17TG20 ¦ ,Extreme undervoltage (Phase loss), Same as RM17TG20 ¦ ,Extreme Overvoltage, Same as RM17TG20 ¦ ,Extreme Asymmetry,
84873021_7.0 | Same as RM17TG20 ¦ IEC60664-1,Supply, Same as RM17TG20 ¦ IEC60664-1,Input 1, Same as RM17TG20 ¦ IEC60664-1,Input 2, Same as RM17TG20 ¦ IEC60664-1,Input 3, Same as RM17TG20 ¦ IEC60664-1,Output 1, Same as RM17TG20 ¦ IEC60664-1,Output 2, Same as RM17TG20 ¦ IEC60664-1,Supply / Input 1,Galvanic Same as RM17TG20 ¦ IEC60664-1,Supply / Input 2,Isolated Same as RM17TG20 ¦ IEC60664-1,Supply / Input 3,Circuit Same as RM17TG20 ¦ IEC60664-1,Supply / Output 1, Same as RM17TG20 ¦ IEC60664-1,Supply / Output 2, Same as RM17TG20 ¦ IEC60664-1,Output 1 / Output 2, Same as RM17TG20 ¦ IEC60664-1,Input 1 / Output 1, Same as RM17TG20 ¦ IEC60664-1,Input 1 / Output 2, Same as RM17TG20 ¦ IEC60664-1,Input 2 / Output 1, Same as RM17TG20 ¦ IEC60664-1,Input 2 / Output 2, Same as RM17TG20 ¦ IEC60664-1,Input 3 / Output 1, Same as RM17TG20 ¦ IEC60664-1,Input 3 / Output 2, Same as RM17TG20 ¦ IEC60664-1,Input 1 / Input 2, Same as RM17TG20 ¦ IEC60664-1,Input 2 / Input 3, Same as RM17TG20 ¦ IEC60664-1,Input 1 / Input 3,
84873021_70.0 | Same as RM17TG20 Same as RM17TG20
84873021_71.0 | Same as RM17TG20 ¦ ,Measurement error with supply voltage variation, Same as RM17TG20 ¦ ,Measurement error with temperature variation,
84873021_77.0 | Same as RM17TG20 ¦ IEC61810-1,Rated switching current,
84873021_78.0 | Same as RM17TG20 ¦ IEC61810-1,Rated switching voltage,
84873021_8.0 | Same as RM17TG20 ¦ IEC60664-1,Supply, Same as RM17TG20 ¦ IEC60664-1,Input 1, Same as RM17TG20 ¦ IEC60664-1,Input 2, Same as RM17TG20 ¦ IEC60664-1,Input 3, Same as RM17TG20 ¦ IEC60664-1,Output 1, Same as RM17TG20 ¦ IEC60664-1,Output 2, Same as RM17TG20 ¦ IEC60664-1,Supply / Input 1,Galvanic Same as RM17TG20 ¦ IEC60664-1,Supply / Input 2,Isolated Same as RM17TG20 ¦ IEC60664-1,Supply / Input 3,Circuit Same as RM17TG20 ¦ IEC60664-1,Supply / Output 1, Same as RM17TG20 ¦ IEC60664-1,Supply / Output 2, Same as RM17TG20 ¦ IEC60664-1,Output 1 / Output 2, Same as RM17TG20 ¦ IEC60664-1,Input 1 / Output 1, Same as RM17TG20 ¦ IEC60664-1,Input 1 / Output 2, Same as RM17TG20 ¦ IEC60664-1,Input 2 / Output 1, Same as RM17TG20 ¦ IEC60664-1,Input 2 / Output 2, Same as RM17TG20 ¦ IEC60664-1,Input 3 / Output 1, Same as RM17TG20 ¦ IEC60664-1,Input 3 / Output 2, Same as RM17TG20 ¦ IEC60664-1,Input 1 / Input 2, Same as RM17TG20 ¦ IEC60664-1,Input 2 / Input 3, Same as RM17TG20 ¦ IEC60664-1,Input 1 / Input 3,
84873021_81.0 | Same as RM17TG20 ¦ ,Phase lost , Same as RM17TG20 ¦ ,Phase sequence, Same as RM17TG20 ¦ ,Over / undervoltage (symmetry windows mode), Same as RM17TG20 ¦ ,Over voltage, Same as RM17TG20 ¦ ,Undervoltage , Same as RM17TG20 ¦ ,Phase asymmetry, Same as RM17TG20 ¦ ,Disconnection of neutral, Same as RM17TG20 ¦ ,Voltage Regeneration, Same as RM17TG20 ¦ ,Extreme undervoltage, Same as RM17TG20 ¦ ,Extreme overvoltage, Same as RM17TG20 ¦ ,Extreme asymmetry,
84873021_9.0 | Same as RM17TG20 ¦ IEC61810-1
84873021_92.0 | Same as RM17TG20 ¦ IEC62314,Only for solid state output,
84873021_93.0 | Same as RM17TG20 ¦ IEC62314,Only for solid state output,
84873021_94.0 | Same as RM17TG20 ¦ ,Measurement method,
84873021_95.0 | Same as RM17TG20 ¦ ,Phase lost , Same as RM17TG20 ¦ ,Phase sequence, Same as RM17TG20 ¦ ,Over / undervoltage (symmetry windows mode), Same as RM17TG20 ¦ ,Over voltage, Same as RM17TG20 ¦ ,Undervoltage , Same as RM17TG20 ¦ ,Phase asymmetry, Same as RM17TG20 ¦ ,Disconnection of neutral, Same as RM17TG20 ¦ ,Voltage Regeneration, Same as RM17TG20 ¦ ,Extreme undervoltage, Same as RM17TG20 ¦ ,Extreme Overvoltage, Same as RM17TG20 ¦ ,Extreme Asymmetry,
84873021_96.0 | Same as RM17TG20 ¦ ,"OFF" delay, Same as RM17TG20 ¦ ,"ON" delay, Same as RM17TG20 ¦ ,Inhibition,
84873022 | Same as RM17TT00 ¦ IEC60721-3-3,Climatic category, Same as RM17TT00 ¦ Germanisher Lloyd,Environmental category, Same as RM17TT00 ¦ IEC60947-5-1,Cyclic Damp Heat Test, Same as RM17TT00 ¦ ,Supply,Rated Same as RM17TT00 ¦ ,Input 1,Voltage Same as RM17TT00 ¦ ,Input 2,Spec Same as RM17TT00 ¦ ,Input 3, Same as RM17TT00 ¦ ,Output 1, Same as RM17TT00 ¦ ,Output 2, Same as RM17TT00 ¦ ,Measurement mode, Same as RM17TT00 Same as RM17TT00 Same as RM17TT00 Same as RM17TT00 Same as RM17TT00 ¦ ,MTTFd, Same as RM17TT00 ¦ ,B10d, Drawing / Diagram
84873022_1.0 | Same as RM17TT00 ¦ ,Depth,
84873022_10.0 | Same as RM17TT00
84873022_11.0 | Same as RM17TT00 Same as RM17TT00
84873022_12.0 | Same as RM17TT00 ¦ ,Operation,
84873022_13.0 | Same as RM17TT00 ¦ ,Storage,
84873022_14.0 | Same as RM17TT00 ¦ IEC60068-2-29
84873022_15.0 | Same as RM17TT00 ¦ ,Cable stripping length,
84873022_16.0 | Same as RM17TT00 ¦ ,Supply,Terminal Same as RM17TT00 ¦ ,Input 1, Same as RM17TT00 ¦ ,Input 2, Same as RM17TT00 ¦ ,Input 3, Same as RM17TT00 ¦ ,Output 1, Same as RM17TT00 ¦ ,Output 2,
84873022_17.0 | Same as RM17TT00 ¦ IEC60947-1,Solid cable without cable end (screw terminal), Same as RM17TT00 ¦ IEC60947-1,Flexible cable with cable end (screw terminal), Same as RM17TT00 ¦ IEC60947-1,Solid cable (spring terminal), Same as RM17TT00 ¦ IEC60947-1,Flexible cable (spring terminal),
84873022_18.0 | Same as RM17TT00
84873022_19.0 | Same as RM17TT00
84873022_2.0 | Same as RM17TT00 ¦ ,Height,
84873022_20.0 | Same as RM17TT00 ¦ IEC60255-27,Supply / Input 1, Same as RM17TT00 ¦ IEC60255-27,Supply / Input 2, Same as RM17TT00 ¦ IEC60255-27,Supply / Input 3, Same as RM17TT00 ¦ IEC60255-27,Supply / Output 1, Same as RM17TT00 ¦ IEC60255-27,Supply / Output 2, Same as RM17TT00 ¦ IEC60255-27,Output 1 / Output 2, Same as RM17TT00 ¦ IEC60255-27,Input 1 / Output 1, Same as RM17TT00 ¦ IEC60255-27,Input 1 / Output 2, Same as RM17TT00 ¦ IEC60255-27,Input 2 / Output 1, Same as RM17TT00 ¦ IEC60255-27,Input 2 / Output 2, Same as RM17TT00 ¦ IEC60255-27,Input 3 / Output 1, Same as RM17TT00 ¦ IEC60255-27,Input 3 / Output 2, Same as RM17TT00 ¦ IEC60255-27,Input 1 / Input 2, Same as RM17TT00 ¦ IEC60255-27,Input 2 / Input 3, Same as RM17TT00 ¦ IEC60255-27,Input 1 / Input 3,
84873022_21.0 | Same as RM17TT00 Same as RM17TT00 Same as RM17TT00 Same as RM17TT00
84873022_22.0 | Same as RM17TT00
84873022_23.0 | Same as RM17TT00 ¦ ,Generic immunity standard, Same as RM17TT00 ¦ IEC61000-4-2,Electrostatic discharge, Same as RM17TT00 ¦ IEC61000-4-3,Radiated RF & electromagnetic field, Same as RM17TT00 ¦ IEC61000-4-4,Fast transient / burst, Same as RM17TT00 ¦ IEC61000-4-5,Surge, Same as RM17TT00 ¦ IEC61000-4-6,Conducted RF disturbance, Same as RM17TT00 ¦ IEC61000-4-8,Power frequency magnetic field, Same as RM17TT00 ¦ IEC61000-4-11,Voltage dips, short interruption & variations on power line, Same as RM17TT00 ¦ IEC61000-4-18,1 MHz oscillation wave, Same as RM17TT00 ¦ IEC61000-4-29,DC voltage interruption, Same as RM17TT00 ¦ IEC61000-4-13,Low frequency harmonics, Same as RM17TT00 ¦ Germanisher Lloyd,Conducted low frequency interference (harmonics), Same as RM17TT00 ¦ ,Generic emission standard, Same as RM17TT00 ¦ EN55022 / CISPR22,Radiated RF & electromagnetic field (IT equiment), Same as RM17TT00 ¦ EN55011 / CISPR11,Radiated RF & electromagnetic field (Medical equiment), Same as RM17TT00 ¦ Germanisher Lloyd,Radiated emission from enclosure port, Same as RM17TT00 ¦ EN55022 / CISPR22,Conducted RF emission on power line (IT equiment), Same as RM17TT00 ¦ EN55011 / CISPR11,Conducted RF emission on power line (Medical equiment), Same as RM17TT00 ¦ Germanisher Lloyd,Conducted emission,
84873022_24.0 | Same as RM17TT00 ¦ ,Phase cut, Same as RM17TT00 ¦ ,Phase sequence, Same as RM17TT00 ¦ ,Over / undervoltage (symmetry windows mode), Same as RM17TT00 ¦ ,Over voltage, Same as RM17TT00 ¦ ,Undervoltage , Same as RM17TT00 ¦ ,Phase asymmetry, Same as RM17TT00 ¦ ,Disconnection of neutral, Same as RM17TT00 ¦ ,Voltage Regeneration, Same as RM17TT00 ¦ ,Extreme undervoltage (Phase loss), Same as RM17TT00 ¦ ,Extreme Overvoltage, Same as RM17TT00 ¦ ,Extreme Asymmetry,
84873022_25.0 | Same as RM17TT00 ¦ ,Rated frequency, Same as RM17TT00 ¦ ,Frequency operating range,
84873022_26.0 | Same as RM17TT00 ¦ ,Input nominal voltage selection,
84873022_27.0 | Same as RM17TT00 ¦ ,Input terminal,
84873022_28.0 | Same as RM17TT00 ¦ ,Internal input resistance,
84873022_29.0 | Same as RM17TT00 ¦ IEC60529,Terminal Block, Same as RM17TT00 ¦ IEC60529,Housing, Same as RM17TT00 ¦ IEC60529,Front Panel,
84873022_298.0 | Same as RM17TT00
84873022_3.0 | Same as RM17TT00 ¦ ,Width,
84873022_30.0 | Same as RM17TT00 Same as RM17TT00 ¦ ,Power supply availability, Same as RM17TT00 ¦ ,Power supply not availability, Same as RM17TT00 ¦ ,Timing in-progress, Same as RM17TT00 ¦ ,Output is energized, Same as RM17TT00 ¦ ,Output is de-energized, Same as RM17TT00 ¦ ,Range Setting Changes, Same as RM17TT00 ¦ ,Phase Cut, Same as RM17TT00 ¦ ,Phase Sequence Swap, Same as RM17TT00 ¦ ,Undervoltage <U, Same as RM17TT00 ¦ ,Overvoltage >U, Same as RM17TT00 ¦ ,Phase Asymmetry, Same as RM17TT00 ¦ ,Voltage Regeneration, Same as RM17TT00 ¦ ,Extreme Undervoltage <U (Phase loss), Same as RM17TT00 ¦ ,Extreme Overvoltage >U, Same as RM17TT00 ¦ ,Extreme Phase Asymmetry,
84873022_31.0 | UL, CSA, GL, CCC, CE, China ROHS
84873022_32.0 | UL, CSA, GL, CCC, CE, China ROHS
84873022_33.0 | Same as RM17TT00 ¦ IEC60068-2-30,Damp heat,XX
84873022_34.0 | Same as RM17TT00 ¦ ,through Un power reset, Same as RM17TT00 ¦ ,through front panel reset, Same as RM17TT00 ¦ ,through input control reset,
84873022_35.0 | Same as RM17TT00 ¦ ,on crossing the threshold, Same as RM17TT00 Same as RM17TT00 Same as RM17TT00 Same as RM17TT00
84873022_36.0 | Same as RM17TT00 ¦ IEC60068-3-3
84873022_37.0 | Same as RM17TT00 ¦ IEC60068-2-27
84873022_38.0 | Same as RM17TT00 Same as RM17TT00
84873022_39.0 | Same as RM17TT00
84873022_4.0 | Same as RM17TT00 ¦ IEC60255-27,Supply / Input 1, Same as RM17TT00 ¦ IEC60255-27,Supply / Input 2, Same as RM17TT00 ¦ IEC60255-27,Supply / Input 3, Same as RM17TT00 ¦ IEC60255-27,Supply / Output 1, Same as RM17TT00 ¦ IEC60255-27,Supply / Output 2, Same as RM17TT00 ¦ IEC60255-27,Output 1 / Output 2, Same as RM17TT00 ¦ IEC60255-27,Input 1 / Output 1, Same as RM17TT00 ¦ IEC60255-27,Input 1 / Output 2, Same as RM17TT00 ¦ IEC60255-27,Input 2 / Output 1, Same as RM17TT00 ¦ IEC60255-27,Input 2 / Output 2, Same as RM17TT00 ¦ IEC60255-27,Input 3 / Output 1, Same as RM17TT00 ¦ IEC60255-27,Input 3 / Output 2, Same as RM17TT00 ¦ IEC60255-27,Input 1 / Input 2, Same as RM17TT00 ¦ IEC60255-27,Input 2 / Input 3, Same as RM17TT00 ¦ IEC60255-27,Input 1 / Input 3,
84873022_40.0 | Same as RM17TT00 ¦ IEC60664-1
84873022_41.0 | Same as RM17TT00 ¦ IEC60947-5-1
84873022_42.0 | Same as RM17TT00 ¦ IEC60947-1,Tightening torque,
84873022_43.0 | Same as RM17TT00 ¦ IEC60068-2-6
84873022_44.0 | Same as RM17TT00 ¦ ,Setting accuracy,
84873022_45.0 | Same as RM17TT00
84873022_46.0 | Same as RM17TT00 ¦ ,Repeat accuracy (constant parameters),
84873022_47.0 | Same as RM17TT00
84873022_48.0 | Same as RM17TT00 ¦ ,MTTF, Same as RM17TT00 ¦ ,B10,
84873022_49.0 | Same as RM17TT00 ¦ IEC60947-5-1,Relay Output by external fuse, Same as RM17TT00 ¦ IEC62314,Solid State Output by external fuse,
84873022_5.0 | Same as RM17TT00
84873022_50.0 | Same as RM17TT00 ¦ ,In relation to normal vertical mounting plane,
84873022_51.0 | Same as RM17TT00 ¦ IEC/EN 60715,Without socket, Same as RM17TT00 ¦ IEC/EN 60715,With socket,
84873022_53.0 | Same as RM17TT00
84873022_54.0 | Same as RM17TT00
84873022_55.0 | Same as RM17TT00 ¦ IEC60664-1
84873022_58.0 | Same as RM17TT00 ¦ ,Maximum measuring cycles,
84873022_59.0 | Same as RM17TT00 ¦ ,Maximum switching voltage, Same as RM17TT00 ¦ ,Maximum switching current, Same as RM17TT00 ¦ ,Maximum switching capacity,
84873022_6.0 | Same as RM17TT00 ¦ IEC60947-4-1,AC-1, Same as RM17TT00 ¦ IEC60947-4-1,DC-1, Same as RM17TT00 ¦ IEC60947-5-1,AC-15, Same as RM17TT00 ¦ IEC60947-5-1,DC-13,
84873022_60.0 | Same as RM17TT00 ¦ IEC60947-5-4,Minimum switching voltage, Same as RM17TT00 ¦ IEC60947-5-4,Minimum switching current, Same as RM17TT00 ¦ IEC60947-5-4,Minimum switching capacity,
84873022_61.0 | Same as RM17TT00 ¦ ,Horizontal, Same as RM17TT00 ¦ ,Vertical,
84873022_62.0 | Same as RM17TT00
84873022_63.0 | Same as RM17TT00 ¦ ,R1 (11-12-14), Same as RM17TT00 ¦ ,R2 (21-22-24),
84873022_64.0 | Same as RM17TT00
84873022_65.0 | Same as RM17TT00
84873022_66.0 | Same as RM17TT00 ¦ ,permissible input overload,
84873022_67.0 | Same as RM17TT00
84873022_68.0 | Same as RM17TT00 ¦ ,"OFF" delay, Same as RM17TT00 ¦ ,"ON" delay, Same as RM17TT00 ¦ ,Inhibition,
84873022_69.0 | Same as RM17TT00 ¦ ,Phase cut, Same as RM17TT00 ¦ ,Phase sequence, Same as RM17TT00 ¦ ,Over / undervoltage (symmetry windows mode), Same as RM17TT00 ¦ ,Over voltage, Same as RM17TT00 ¦ ,Undervoltage , Same as RM17TT00 ¦ ,Phase asymmetry, Same as RM17TT00 ¦ ,Disconnection of neutral, Same as RM17TT00 ¦ ,Voltage Regeneration, Same as RM17TT00 ¦ ,Extreme undervoltage (Phase loss), Same as RM17TT00 ¦ ,Extreme Overvoltage, Same as RM17TT00 ¦ ,Extreme Asymmetry,
84873022_7.0 | Same as RM17TT00 ¦ IEC60664-1,Supply, Same as RM17TT00 ¦ IEC60664-1,Input 1, Same as RM17TT00 ¦ IEC60664-1,Input 2, Same as RM17TT00 ¦ IEC60664-1,Input 3, Same as RM17TT00 ¦ IEC60664-1,Output 1, Same as RM17TT00 ¦ IEC60664-1,Output 2, Same as RM17TT00 ¦ IEC60664-1,Supply / Input 1,Galvanic Same as RM17TT00 ¦ IEC60664-1,Supply / Input 2,Isolated Same as RM17TT00 ¦ IEC60664-1,Supply / Input 3,Circuit Same as RM17TT00 ¦ IEC60664-1,Supply / Output 1, Same as RM17TT00 ¦ IEC60664-1,Supply / Output 2, Same as RM17TT00 ¦ IEC60664-1,Output 1 / Output 2, Same as RM17TT00 ¦ IEC60664-1,Input 1 / Output 1, Same as RM17TT00 ¦ IEC60664-1,Input 1 / Output 2, Same as RM17TT00 ¦ IEC60664-1,Input 2 / Output 1, Same as RM17TT00 ¦ IEC60664-1,Input 2 / Output 2, Same as RM17TT00 ¦ IEC60664-1,Input 3 / Output 1, Same as RM17TT00 ¦ IEC60664-1,Input 3 / Output 2, Same as RM17TT00 ¦ IEC60664-1,Input 1 / Input 2, Same as RM17TT00 ¦ IEC60664-1,Input 2 / Input 3, Same as RM17TT00 ¦ IEC60664-1,Input 1 / Input 3,
84873022_70.0 | Same as RM17TT00 Same as RM17TT00
84873022_71.0 | Same as RM17TT00 ¦ ,Measurement error with supply voltage variation, Same as RM17TT00 ¦ ,Measurement error with temperature variation,
84873022_77.0 | Same as RM17TT00 ¦ IEC61810-1,Rated switching current,
84873022_78.0 | Same as RM17TT00 ¦ IEC61810-1,Rated switching voltage,
84873022_8.0 | Same as RM17TT00 ¦ IEC60664-1,Supply, Same as RM17TT00 ¦ IEC60664-1,Input 1, Same as RM17TT00 ¦ IEC60664-1,Input 2, Same as RM17TT00 ¦ IEC60664-1,Input 3, Same as RM17TT00 ¦ IEC60664-1,Output 1, Same as RM17TT00 ¦ IEC60664-1,Output 2, Same as RM17TT00 ¦ IEC60664-1,Supply / Input 1,Galvanic Same as RM17TT00 ¦ IEC60664-1,Supply / Input 2,Isolated Same as RM17TT00 ¦ IEC60664-1,Supply / Input 3,Circuit Same as RM17TT00 ¦ IEC60664-1,Supply / Output 1, Same as RM17TT00 ¦ IEC60664-1,Supply / Output 2, Same as RM17TT00 ¦ IEC60664-1,Output 1 / Output 2, Same as RM17TT00 ¦ IEC60664-1,Input 1 / Output 1, Same as RM17TT00 ¦ IEC60664-1,Input 1 / Output 2, Same as RM17TT00 ¦ IEC60664-1,Input 2 / Output 1, Same as RM17TT00 ¦ IEC60664-1,Input 2 / Output 2, Same as RM17TT00 ¦ IEC60664-1,Input 3 / Output 1, Same as RM17TT00 ¦ IEC60664-1,Input 3 / Output 2, Same as RM17TT00 ¦ IEC60664-1,Input 1 / Input 2, Same as RM17TT00 ¦ IEC60664-1,Input 2 / Input 3, Same as RM17TT00 ¦ IEC60664-1,Input 1 / Input 3,
84873022_81.0 | Same as RM17TT00 ¦ ,Phase lost , Same as RM17TT00 ¦ ,Phase sequence, Same as RM17TT00 ¦ ,Over / undervoltage (symmetry windows mode), Same as RM17TT00 ¦ ,Over voltage, Same as RM17TT00 ¦ ,Undervoltage , Same as RM17TT00 ¦ ,Phase asymmetry, Same as RM17TT00 ¦ ,Disconnection of neutral, Same as RM17TT00 ¦ ,Voltage Regeneration, Same as RM17TT00 ¦ ,Extreme undervoltage, Same as RM17TT00 ¦ ,Extreme overvoltage, Same as RM17TT00 ¦ ,Extreme asymmetry,
84873022_9.0 | Same as RM17TT00 ¦ IEC61810-1
84873022_92.0 | Same as RM17TT00 ¦ IEC62314,Only for solid state output,
84873022_93.0 | Same as RM17TT00 ¦ IEC62314,Only for solid state output,
84873022_94.0 | Same as RM17TT00 ¦ ,Measurement method,
84873022_95.0 | Same as RM17TT00 ¦ ,Phase lost , Same as RM17TT00 ¦ ,Phase sequence, Same as RM17TT00 ¦ ,Over / undervoltage (symmetry windows mode), Same as RM17TT00 ¦ ,Over voltage, Same as RM17TT00 ¦ ,Undervoltage , Same as RM17TT00 ¦ ,Phase asymmetry, Same as RM17TT00 ¦ ,Disconnection of neutral, Same as RM17TT00 ¦ ,Voltage Regeneration, Same as RM17TT00 ¦ ,Extreme undervoltage, Same as RM17TT00 ¦ ,Extreme Overvoltage, Same as RM17TT00 ¦ ,Extreme Asymmetry,
84873022_96.0 | Same as RM17TT00 ¦ ,"OFF" delay, Same as RM17TT00 ¦ ,"ON" delay, Same as RM17TT00 ¦ ,Inhibition,
84873023 | Same as RM17TU00 ¦ IEC60721-3-3,Climatic category, Same as RM17TU00 ¦ Germanisher Lloyd,Environmental category, Same as RM17TU00 ¦ IEC60947-5-1,Cyclic Damp Heat Test, Same as RM17TU00 ¦ ,Supply,Rated Same as RM17TU00 ¦ ,Input 1,Voltage Same as RM17TU00 ¦ ,Input 2,Spec Same as RM17TU00 ¦ ,Input 3, Same as RM17TU00 ¦ ,Output 1, Same as RM17TU00 ¦ ,Output 2, Same as RM17TU00 ¦ ,Measurement mode, Same as RM17TU00 Same as RM17TU00 Same as RM17TU00 Same as RM17TU00 Same as RM17TU00 ¦ ,MTTFd, Same as RM17TU00 ¦ ,B10d, Drawing / Diagram
84873023_1.0 | Same as RM17TU00 ¦ ,Depth,
84873023_10.0 | Same as RM17TU00
84873023_11.0 | Same as RM17TU00 Same as RM17TU00
84873023_12.0 | Same as RM17TU00 ¦ ,Operation,
84873023_13.0 | Same as RM17TU00 ¦ ,Storage,
84873023_14.0 | Same as RM17TU00 ¦ IEC60068-2-29
84873023_15.0 | Same as RM17TU00 ¦ ,Cable stripping length,
84873023_16.0 | Same as RM17TU00 ¦ ,Supply,Terminal Same as RM17TU00 ¦ ,Input 1, Same as RM17TU00 ¦ ,Input 2, Same as RM17TU00 ¦ ,Input 3, Same as RM17TU00 ¦ ,Output 1, Same as RM17TU00 ¦ ,Output 2,
84873023_17.0 | Same as RM17TU00 ¦ IEC60947-1,Solid cable without cable end (screw terminal), Same as RM17TU00 ¦ IEC60947-1,Flexible cable with cable end (screw terminal), Same as RM17TU00 ¦ IEC60947-1,Solid cable (spring terminal), Same as RM17TU00 ¦ IEC60947-1,Flexible cable (spring terminal),
84873023_18.0 | Same as RM17TU00
84873023_19.0 | Same as RM17TU00
84873023_2.0 | Same as RM17TU00 ¦ ,Height,
84873023_20.0 | Same as RM17TU00 ¦ IEC60255-27,Supply / Input 1, Same as RM17TU00 ¦ IEC60255-27,Supply / Input 2, Same as RM17TU00 ¦ IEC60255-27,Supply / Input 3, Same as RM17TU00 ¦ IEC60255-27,Supply / Output 1, Same as RM17TU00 ¦ IEC60255-27,Supply / Output 2, Same as RM17TU00 ¦ IEC60255-27,Output 1 / Output 2, Same as RM17TU00 ¦ IEC60255-27,Input 1 / Output 1, Same as RM17TU00 ¦ IEC60255-27,Input 1 / Output 2, Same as RM17TU00 ¦ IEC60255-27,Input 2 / Output 1, Same as RM17TU00 ¦ IEC60255-27,Input 2 / Output 2, Same as RM17TU00 ¦ IEC60255-27,Input 3 / Output 1, Same as RM17TU00 ¦ IEC60255-27,Input 3 / Output 2, Same as RM17TU00 ¦ IEC60255-27,Input 1 / Input 2, Same as RM17TU00 ¦ IEC60255-27,Input 2 / Input 3, Same as RM17TU00 ¦ IEC60255-27,Input 1 / Input 3,
84873023_21.0 | Same as RM17TU00 Same as RM17TU00 Same as RM17TU00 Same as RM17TU00
84873023_22.0 | Same as RM17TU00
84873023_23.0 | Same as RM17TU00 ¦ ,Generic immunity standard, Same as RM17TU00 ¦ IEC61000-4-2,Electrostatic discharge, Same as RM17TU00 ¦ IEC61000-4-3,Radiated RF & electromagnetic field, Same as RM17TU00 ¦ IEC61000-4-4,Fast transient / burst, Same as RM17TU00 ¦ IEC61000-4-5,Surge, Same as RM17TU00 ¦ IEC61000-4-6,Conducted RF disturbance, Same as RM17TU00 ¦ IEC61000-4-8,Power frequency magnetic field, Same as RM17TU00 ¦ IEC61000-4-11,Voltage dips, short interruption & variations on power line, Same as RM17TU00 ¦ IEC61000-4-18,1 MHz oscillation wave, Same as RM17TU00 ¦ IEC61000-4-29,DC voltage interruption, Same as RM17TU00 ¦ IEC61000-4-13,Low frequency harmonics, Same as RM17TU00 ¦ Germanisher Lloyd,Conducted low frequency interference (harmonics), Same as RM17TU00 ¦ ,Generic emission standard, Same as RM17TU00 ¦ EN55022 / CISPR22,Radiated RF & electromagnetic field (IT equiment), Same as RM17TU00 ¦ EN55011 / CISPR11,Radiated RF & electromagnetic field (Medical equiment), Same as RM17TU00 ¦ Germanisher Lloyd,Radiated emission from enclosure port, Same as RM17TU00 ¦ EN55022 / CISPR22,Conducted RF emission on power line (IT equiment), Same as RM17TU00 ¦ EN55011 / CISPR11,Conducted RF emission on power line (Medical equiment), Same as RM17TU00 ¦ Germanisher Lloyd,Conducted emission,
84873023_24.0 | Same as RM17TU00 ¦ ,Phase cut, Same as RM17TU00 ¦ ,Phase sequence, Same as RM17TU00 ¦ ,Over / undervoltage (symmetry windows mode), Same as RM17TU00 ¦ ,Over voltage, Same as RM17TU00 ¦ ,Undervoltage , Same as RM17TU00 ¦ ,Phase asymmetry, Same as RM17TU00 ¦ ,Disconnection of neutral, Same as RM17TU00 ¦ ,Voltage Regeneration, Same as RM17TU00 ¦ ,Extreme undervoltage (Phase loss), Same as RM17TU00 ¦ ,Extreme Overvoltage, Same as RM17TU00 ¦ ,Extreme Asymmetry,
84873023_25.0 | Same as RM17TU00 ¦ ,Rated frequency, Same as RM17TU00 ¦ ,Frequency operating range,
84873023_26.0 | Same as RM17TU00 ¦ ,Input nominal voltage selection,
84873023_27.0 | Same as RM17TU00 ¦ ,Input terminal,
84873023_28.0 | Same as RM17TU00 ¦ ,Internal input resistance,
84873023_29.0 | Same as RM17TU00 ¦ IEC60529,Terminal Block, Same as RM17TU00 ¦ IEC60529,Housing, Same as RM17TU00 ¦ IEC60529,Front Panel,
84873023_298.0 | Same as RM17TU00
84873023_3.0 | Same as RM17TU00 ¦ ,Width,
84873023_30.0 | Same as RM17TU00 Same as RM17TU00 ¦ ,Power supply availability, Same as RM17TU00 ¦ ,Power supply not availability, Same as RM17TU00 ¦ ,Timing in-progress, Same as RM17TU00 ¦ ,Output is energized, Same as RM17TU00 ¦ ,Output is de-energized, Same as RM17TU00 ¦ ,Range Setting Changes, Same as RM17TU00 ¦ ,Phase Cut, Same as RM17TU00 ¦ ,Phase Sequence Swap, Same as RM17TU00 ¦ ,Undervoltage <U, Same as RM17TU00 ¦ ,Overvoltage >U, Same as RM17TU00 ¦ ,Phase Asymmetry, Same as RM17TU00 ¦ ,Voltage Regeneration, Same as RM17TU00 ¦ ,Extreme Undervoltage <U (Phase loss), Same as RM17TU00 ¦ ,Extreme Overvoltage >U, Same as RM17TU00 ¦ ,Extreme Phase Asymmetry,
84873023_31.0 | UL, CSA, GL, CCC, CE, China ROHS
84873023_32.0 | UL, CSA, GL, CCC, CE, China ROHS
84873023_33.0 | Same as RM17TU00 ¦ IEC60068-2-30,Damp heat,XX
84873023_34.0 | Same as RM17TU00 ¦ ,through Un power reset, Same as RM17TU00 ¦ ,through front panel reset, Same as RM17TU00 ¦ ,through input control reset,
84873023_35.0 | Same as RM17TU00 ¦ ,on crossing the threshold, Same as RM17TU00 Same as RM17TU00 Same as RM17TU00 Same as RM17TU00
84873023_36.0 | Same as RM17TU00 ¦ IEC60068-3-3
84873023_37.0 | Same as RM17TU00 ¦ IEC60068-2-27
84873023_38.0 | Same as RM17TU00 Same as RM17TU00
84873023_39.0 | Same as RM17TU00
84873023_4.0 | Same as RM17TU00 ¦ IEC60255-27,Supply / Input 1, Same as RM17TU00 ¦ IEC60255-27,Supply / Input 2, Same as RM17TU00 ¦ IEC60255-27,Supply / Input 3, Same as RM17TU00 ¦ IEC60255-27,Supply / Output 1, Same as RM17TU00 ¦ IEC60255-27,Supply / Output 2, Same as RM17TU00 ¦ IEC60255-27,Output 1 / Output 2, Same as RM17TU00 ¦ IEC60255-27,Input 1 / Output 1, Same as RM17TU00 ¦ IEC60255-27,Input 1 / Output 2, Same as RM17TU00 ¦ IEC60255-27,Input 2 / Output 1, Same as RM17TU00 ¦ IEC60255-27,Input 2 / Output 2, Same as RM17TU00 ¦ IEC60255-27,Input 3 / Output 1, Same as RM17TU00 ¦ IEC60255-27,Input 3 / Output 2, Same as RM17TU00 ¦ IEC60255-27,Input 1 / Input 2, Same as RM17TU00 ¦ IEC60255-27,Input 2 / Input 3, Same as RM17TU00 ¦ IEC60255-27,Input 1 / Input 3,
84873023_40.0 | Same as RM17TU00 ¦ IEC60664-1
84873023_41.0 | Same as RM17TU00 ¦ IEC60947-5-1
84873023_42.0 | Same as RM17TU00 ¦ IEC60947-1,Tightening torque,
84873023_43.0 | Same as RM17TU00 ¦ IEC60068-2-6
84873023_44.0 | Same as RM17TU00 ¦ ,Setting accuracy,
84873023_45.0 | Same as RM17TU00
84873023_46.0 | Same as RM17TU00 ¦ ,Repeat accuracy (constant parameters),
84873023_47.0 | Same as RM17TU00
84873023_48.0 | Same as RM17TU00 ¦ ,MTTF, Same as RM17TU00 ¦ ,B10,
84873023_49.0 | Same as RM17TU00 ¦ IEC60947-5-1,Relay Output by external fuse, Same as RM17TU00 ¦ IEC62314,Solid State Output by external fuse,
84873023_5.0 | Same as RM17TU00
84873023_50.0 | Same as RM17TU00 ¦ ,In relation to normal vertical mounting plane,
84873023_51.0 | Same as RM17TU00 ¦ IEC/EN 60715,Without socket, Same as RM17TU00 ¦ IEC/EN 60715,With socket,
84873023_53.0 | Same as RM17TU00
84873023_54.0 | Same as RM17TU00
84873023_55.0 | Same as RM17TU00 ¦ IEC60664-1
84873023_58.0 | Same as RM17TU00 ¦ ,Maximum measuring cycles,
84873023_59.0 | Same as RM17TU00 ¦ ,Maximum switching voltage, Same as RM17TU00 ¦ ,Maximum switching current, Same as RM17TU00 ¦ ,Maximum switching capacity,
84873023_6.0 | Same as RM17TU00 ¦ IEC60947-4-1,AC-1, Same as RM17TU00 ¦ IEC60947-4-1,DC-1, Same as RM17TU00 ¦ IEC60947-5-1,AC-15, Same as RM17TU00 ¦ IEC60947-5-1,DC-13,
84873023_60.0 | Same as RM17TU00 ¦ IEC60947-5-4,Minimum switching voltage, Same as RM17TU00 ¦ IEC60947-5-4,Minimum switching current, Same as RM17TU00 ¦ IEC60947-5-4,Minimum switching capacity,
84873023_61.0 | Same as RM17TU00 ¦ ,Horizontal, Same as RM17TU00 ¦ ,Vertical,
84873023_62.0 | Same as RM17TU00
84873023_63.0 | Same as RM17TU00 ¦ ,R1 (11-12-14), Same as RM17TU00 ¦ ,R2 (21-22-24),
84873023_64.0 | Same as RM17TU00
84873023_65.0 | Same as RM17TU00
84873023_66.0 | Same as RM17TU00 ¦ ,permissible input overload,
84873023_67.0 | Same as RM17TU00
84873023_68.0 | Same as RM17TU00 ¦ ,"OFF" delay, Same as RM17TU00 ¦ ,"ON" delay, Same as RM17TU00 ¦ ,Inhibition,
84873023_69.0 | Same as RM17TU00 ¦ ,Phase cut, Same as RM17TU00 ¦ ,Phase sequence, Same as RM17TU00 ¦ ,Over / undervoltage (symmetry windows mode), Same as RM17TU00 ¦ ,Over voltage, Same as RM17TU00 ¦ ,Undervoltage , Same as RM17TU00 ¦ ,Phase asymmetry, Same as RM17TU00 ¦ ,Disconnection of neutral, Same as RM17TU00 ¦ ,Voltage Regeneration, Same as RM17TU00 ¦ ,Extreme undervoltage (Phase loss), Same as RM17TU00 ¦ ,Extreme Overvoltage, Same as RM17TU00 ¦ ,Extreme Asymmetry,
84873023_7.0 | Same as RM17TU00 ¦ IEC60664-1,Supply, Same as RM17TU00 ¦ IEC60664-1,Input 1, Same as RM17TU00 ¦ IEC60664-1,Input 2, Same as RM17TU00 ¦ IEC60664-1,Input 3, Same as RM17TU00 ¦ IEC60664-1,Output 1, Same as RM17TU00 ¦ IEC60664-1,Output 2, Same as RM17TU00 ¦ IEC60664-1,Supply / Input 1,Galvanic Same as RM17TU00 ¦ IEC60664-1,Supply / Input 2,Isolated Same as RM17TU00 ¦ IEC60664-1,Supply / Input 3,Circuit Same as RM17TU00 ¦ IEC60664-1,Supply / Output 1, Same as RM17TU00 ¦ IEC60664-1,Supply / Output 2, Same as RM17TU00 ¦ IEC60664-1,Output 1 / Output 2, Same as RM17TU00 ¦ IEC60664-1,Input 1 / Output 1, Same as RM17TU00 ¦ IEC60664-1,Input 1 / Output 2, Same as RM17TU00 ¦ IEC60664-1,Input 2 / Output 1, Same as RM17TU00 ¦ IEC60664-1,Input 2 / Output 2, Same as RM17TU00 ¦ IEC60664-1,Input 3 / Output 1, Same as RM17TU00 ¦ IEC60664-1,Input 3 / Output 2, Same as RM17TU00 ¦ IEC60664-1,Input 1 / Input 2, Same as RM17TU00 ¦ IEC60664-1,Input 2 / Input 3, Same as RM17TU00 ¦ IEC60664-1,Input 1 / Input 3,
84873023_70.0 | Same as RM17TU00 Same as RM17TU00
84873023_71.0 | Same as RM17TU00 ¦ ,Measurement error with supply voltage variation, Same as RM17TU00 ¦ ,Measurement error with temperature variation,
84873023_77.0 | Same as RM17TU00 ¦ IEC61810-1,Rated switching current,
84873023_78.0 | Same as RM17TU00 ¦ IEC61810-1,Rated switching voltage,
84873023_8.0 | Same as RM17TU00 ¦ IEC60664-1,Supply, Same as RM17TU00 ¦ IEC60664-1,Input 1, Same as RM17TU00 ¦ IEC60664-1,Input 2, Same as RM17TU00 ¦ IEC60664-1,Input 3, Same as RM17TU00 ¦ IEC60664-1,Output 1, Same as RM17TU00 ¦ IEC60664-1,Output 2, Same as RM17TU00 ¦ IEC60664-1,Supply / Input 1,Galvanic Same as RM17TU00 ¦ IEC60664-1,Supply / Input 2,Isolated Same as RM17TU00 ¦ IEC60664-1,Supply / Input 3,Circuit Same as RM17TU00 ¦ IEC60664-1,Supply / Output 1, Same as RM17TU00 ¦ IEC60664-1,Supply / Output 2, Same as RM17TU00 ¦ IEC60664-1,Output 1 / Output 2, Same as RM17TU00 ¦ IEC60664-1,Input 1 / Output 1, Same as RM17TU00 ¦ IEC60664-1,Input 1 / Output 2, Same as RM17TU00 ¦ IEC60664-1,Input 2 / Output 1, Same as RM17TU00 ¦ IEC60664-1,Input 2 / Output 2, Same as RM17TU00 ¦ IEC60664-1,Input 3 / Output 1, Same as RM17TU00 ¦ IEC60664-1,Input 3 / Output 2, Same as RM17TU00 ¦ IEC60664-1,Input 1 / Input 2, Same as RM17TU00 ¦ IEC60664-1,Input 2 / Input 3, Same as RM17TU00 ¦ IEC60664-1,Input 1 / Input 3,
84873023_81.0 | Same as RM17TU00 ¦ ,Phase lost , Same as RM17TU00 ¦ ,Phase sequence, Same as RM17TU00 ¦ ,Over / undervoltage (symmetry windows mode), Same as RM17TU00 ¦ ,Over voltage, Same as RM17TU00 ¦ ,Undervoltage , Same as RM17TU00 ¦ ,Phase asymmetry, Same as RM17TU00 ¦ ,Disconnection of neutral, Same as RM17TU00 ¦ ,Voltage Regeneration, Same as RM17TU00 ¦ ,Extreme undervoltage, Same as RM17TU00 ¦ ,Extreme overvoltage, Same as RM17TU00 ¦ ,Extreme asymmetry,
84873023_9.0 | Same as RM17TU00 ¦ IEC61810-1
84873023_92.0 | Same as RM17TU00 ¦ IEC62314,Only for solid state output,
84873023_93.0 | Same as RM17TU00 ¦ IEC62314,Only for solid state output,
84873023_94.0 | Same as RM17TU00 ¦ ,Measurement method,
84873023_95.0 | Same as RM17TU00 ¦ ,Phase lost , Same as RM17TU00 ¦ ,Phase sequence, Same as RM17TU00 ¦ ,Over / undervoltage (symmetry windows mode), Same as RM17TU00 ¦ ,Over voltage, Same as RM17TU00 ¦ ,Undervoltage , Same as RM17TU00 ¦ ,Phase asymmetry, Same as RM17TU00 ¦ ,Disconnection of neutral, Same as RM17TU00 ¦ ,Voltage Regeneration, Same as RM17TU00 ¦ ,Extreme undervoltage, Same as RM17TU00 ¦ ,Extreme Overvoltage, Same as RM17TU00 ¦ ,Extreme Asymmetry,
84873023_96.0 | Same as RM17TU00 ¦ ,"OFF" delay, Same as RM17TU00 ¦ ,"ON" delay, Same as RM17TU00 ¦ ,Inhibition,
84873024 | Same as RM17TA00 ¦ IEC60721-3-3,Climatic category, Same as RM17TA00 ¦ Germanisher Lloyd,Environmental category, Same as RM17TA00 ¦ IEC60947-5-1,Cyclic Damp Heat Test, Same as RM17TA00 ¦ ,Supply,Rated Same as RM17TA00 ¦ ,Input 1,Voltage Same as RM17TA00 ¦ ,Input 2,Spec Same as RM17TA00 ¦ ,Input 3, Same as RM17TA00 ¦ ,Output 1, Same as RM17TA00 ¦ ,Output 2, Same as RM17TA00 ¦ ,Measurement mode, Same as RM17TA00 Same as RM17TA00 Same as RM17TA00 Same as RM17TA00 Same as RM17TA00 ¦ ,MTTFd, Same as RM17TA00 ¦ ,B10d, Drawing / Diagram
84873024_1.0 | Same as RM17TA00 ¦ ,Depth,
84873024_10.0 | Same as RM17TA00
84873024_11.0 | Same as RM17TA00 Same as RM17TA00
84873024_12.0 | Same as RM17TA00 ¦ ,Operation,
84873024_13.0 | Same as RM17TA00 ¦ ,Storage,
84873024_14.0 | Same as RM17TA00 ¦ IEC60068-2-29
84873024_15.0 | Same as RM17TA00 ¦ ,Cable stripping length,
84873024_16.0 | Same as RM17TA00 ¦ ,Supply,Terminal Same as RM17TA00 ¦ ,Input 1, Same as RM17TA00 ¦ ,Input 2, Same as RM17TA00 ¦ ,Input 3, Same as RM17TA00 ¦ ,Output 1, Same as RM17TA00 ¦ ,Output 2,
84873024_17.0 | Same as RM17TA00 ¦ IEC60947-1,Solid cable without cable end (screw terminal), Same as RM17TA00 ¦ IEC60947-1,Flexible cable with cable end (screw terminal), Same as RM17TA00 ¦ IEC60947-1,Solid cable (spring terminal), Same as RM17TA00 ¦ IEC60947-1,Flexible cable (spring terminal),
84873024_18.0 | Same as RM17TA00
84873024_19.0 | Same as RM17TA00
84873024_2.0 | Same as RM17TA00 ¦ ,Height,
84873024_20.0 | Same as RM17TA00 ¦ IEC60255-27,Supply / Input 1, Same as RM17TA00 ¦ IEC60255-27,Supply / Input 2, Same as RM17TA00 ¦ IEC60255-27,Supply / Input 3, Same as RM17TA00 ¦ IEC60255-27,Supply / Output 1, Same as RM17TA00 ¦ IEC60255-27,Supply / Output 2, Same as RM17TA00 ¦ IEC60255-27,Output 1 / Output 2, Same as RM17TA00 ¦ IEC60255-27,Input 1 / Output 1, Same as RM17TA00 ¦ IEC60255-27,Input 1 / Output 2, Same as RM17TA00 ¦ IEC60255-27,Input 2 / Output 1, Same as RM17TA00 ¦ IEC60255-27,Input 2 / Output 2, Same as RM17TA00 ¦ IEC60255-27,Input 3 / Output 1, Same as RM17TA00 ¦ IEC60255-27,Input 3 / Output 2, Same as RM17TA00 ¦ IEC60255-27,Input 1 / Input 2, Same as RM17TA00 ¦ IEC60255-27,Input 2 / Input 3, Same as RM17TA00 ¦ IEC60255-27,Input 1 / Input 3,
84873024_21.0 | Same as RM17TA00 Same as RM17TA00 Same as RM17TA00 Same as RM17TA00
84873024_22.0 | Same as RM17TA00
84873024_23.0 | Same as RM17TA00 ¦ ,Generic immunity standard, Same as RM17TA00 ¦ IEC61000-4-2,Electrostatic discharge, Same as RM17TA00 ¦ IEC61000-4-3,Radiated RF & electromagnetic field, Same as RM17TA00 ¦ IEC61000-4-4,Fast transient / burst, Same as RM17TA00 ¦ IEC61000-4-5,Surge, Same as RM17TA00 ¦ IEC61000-4-6,Conducted RF disturbance, Same as RM17TA00 ¦ IEC61000-4-8,Power frequency magnetic field, Same as RM17TA00 ¦ IEC61000-4-11,Voltage dips, short interruption & variations on power line, Same as RM17TA00 ¦ IEC61000-4-18,1 MHz oscillation wave, Same as RM17TA00 ¦ IEC61000-4-29,DC voltage interruption, Same as RM17TA00 ¦ IEC61000-4-13,Low frequency harmonics, Same as RM17TA00 ¦ Germanisher Lloyd,Conducted low frequency interference (harmonics), Same as RM17TA00 ¦ ,Generic emission standard, Same as RM17TA00 ¦ EN55022 / CISPR22,Radiated RF & electromagnetic field (IT equiment), Same as RM17TA00 ¦ EN55011 / CISPR11,Radiated RF & electromagnetic field (Medical equiment), Same as RM17TA00 ¦ Germanisher Lloyd,Radiated emission from enclosure port, Same as RM17TA00 ¦ EN55022 / CISPR22,Conducted RF emission on power line (IT equiment), Same as RM17TA00 ¦ EN55011 / CISPR11,Conducted RF emission on power line (Medical equiment), Same as RM17TA00 ¦ Germanisher Lloyd,Conducted emission,
84873024_24.0 | Same as RM17TA00 ¦ ,Phase cut, Same as RM17TA00 ¦ ,Phase sequence, Same as RM17TA00 ¦ ,Over / undervoltage (symmetry windows mode), Same as RM17TA00 ¦ ,Over voltage, Same as RM17TA00 ¦ ,Undervoltage , Same as RM17TA00 ¦ ,Phase asymmetry, Same as RM17TA00 ¦ ,Disconnection of neutral, Same as RM17TA00 ¦ ,Voltage Regeneration, Same as RM17TA00 ¦ ,Extreme undervoltage (Phase loss), Same as RM17TA00 ¦ ,Extreme Overvoltage, Same as RM17TA00 ¦ ,Extreme Asymmetry,
84873024_25.0 | Same as RM17TA00 ¦ ,Rated frequency, Same as RM17TA00 ¦ ,Frequency operating range,
84873024_26.0 | Same as RM17TA00 ¦ ,Input nominal voltage selection,
84873024_27.0 | Same as RM17TA00 ¦ ,Input terminal,
84873024_28.0 | Same as RM17TA00 ¦ ,Internal input resistance,
84873024_29.0 | Same as RM17TA00 ¦ IEC60529,Terminal Block, Same as RM17TA00 ¦ IEC60529,Housing, Same as RM17TA00 ¦ IEC60529,Front Panel,
84873024_298.0 | Same as RM17TA00
84873024_3.0 | Same as RM17TA00 ¦ ,Width,
84873024_30.0 | Same as RM17TA00 Same as RM17TA00 ¦ ,Power supply availability, Same as RM17TA00 ¦ ,Power supply not availability, Same as RM17TA00 ¦ ,Timing in-progress, Same as RM17TA00 ¦ ,Output is energized, Same as RM17TA00 ¦ ,Output is de-energized, Same as RM17TA00 ¦ ,Range Setting Changes, Same as RM17TA00 ¦ ,Phase Cut, Same as RM17TA00 ¦ ,Phase Sequence Swap, Same as RM17TA00 ¦ ,Undervoltage <U, Same as RM17TA00 ¦ ,Overvoltage >U, Same as RM17TA00 ¦ ,Phase Asymmetry, Same as RM17TA00 ¦ ,Voltage Regeneration, Same as RM17TA00 ¦ ,Extreme Undervoltage <U (Phase loss), Same as RM17TA00 ¦ ,Extreme Overvoltage >U, Same as RM17TA00 ¦ ,Extreme Phase Asymmetry,
84873024_31.0 | UL, CSA, GL, CCC, CE, China ROHS
84873024_32.0 | UL, CSA, GL, CCC, CE, China ROHS
84873024_33.0 | Same as RM17TA00 ¦ IEC60068-2-30,Damp heat,XX
84873024_34.0 | Same as RM17TA00 ¦ ,through Un power reset, Same as RM17TA00 ¦ ,through front panel reset, Same as RM17TA00 ¦ ,through input control reset,
84873024_35.0 | Same as RM17TA00 ¦ ,on crossing the threshold, Same as RM17TA00 Same as RM17TA00 Same as RM17TA00 Same as RM17TA00
84873024_36.0 | Same as RM17TA00 ¦ IEC60068-3-3
84873024_37.0 | Same as RM17TA00 ¦ IEC60068-2-27
84873024_38.0 | Same as RM17TA00 Same as RM17TA00
84873024_39.0 | Same as RM17TA00
84873024_4.0 | Same as RM17TA00 ¦ IEC60255-27,Supply / Input 1, Same as RM17TA00 ¦ IEC60255-27,Supply / Input 2, Same as RM17TA00 ¦ IEC60255-27,Supply / Input 3, Same as RM17TA00 ¦ IEC60255-27,Supply / Output 1, Same as RM17TA00 ¦ IEC60255-27,Supply / Output 2, Same as RM17TA00 ¦ IEC60255-27,Output 1 / Output 2, Same as RM17TA00 ¦ IEC60255-27,Input 1 / Output 1, Same as RM17TA00 ¦ IEC60255-27,Input 1 / Output 2, Same as RM17TA00 ¦ IEC60255-27,Input 2 / Output 1, Same as RM17TA00 ¦ IEC60255-27,Input 2 / Output 2, Same as RM17TA00 ¦ IEC60255-27,Input 3 / Output 1, Same as RM17TA00 ¦ IEC60255-27,Input 3 / Output 2, Same as RM17TA00 ¦ IEC60255-27,Input 1 / Input 2, Same as RM17TA00 ¦ IEC60255-27,Input 2 / Input 3, Same as RM17TA00 ¦ IEC60255-27,Input 1 / Input 3,
84873024_40.0 | Same as RM17TA00 ¦ IEC60664-1
84873024_41.0 | Same as RM17TA00 ¦ IEC60947-5-1
84873024_42.0 | Same as RM17TA00 ¦ IEC60947-1,Tightening torque,
84873024_43.0 | Same as RM17TA00 ¦ IEC60068-2-6
84873024_44.0 | Same as RM17TA00 ¦ ,Setting accuracy,
84873024_45.0 | Same as RM17TA00
84873024_46.0 | Same as RM17TA00 ¦ ,Repeat accuracy (constant parameters),
84873024_47.0 | Same as RM17TA00
84873024_48.0 | Same as RM17TA00 ¦ ,MTTF, Same as RM17TA00 ¦ ,B10,
84873024_49.0 | Same as RM17TA00 ¦ IEC60947-5-1,Relay Output by external fuse, Same as RM17TA00 ¦ IEC62314,Solid State Output by external fuse,
84873024_5.0 | Same as RM17TA00
84873024_50.0 | Same as RM17TA00 ¦ ,In relation to normal vertical mounting plane,
84873024_51.0 | Same as RM17TA00 ¦ IEC/EN 60715,Without socket, Same as RM17TA00 ¦ IEC/EN 60715,With socket,
84873024_53.0 | Same as RM17TA00
84873024_54.0 | Same as RM17TA00
84873024_55.0 | Same as RM17TA00 ¦ IEC60664-1
84873024_58.0 | Same as RM17TA00 ¦ ,Maximum measuring cycles,
84873024_59.0 | Same as RM17TA00 ¦ ,Maximum switching voltage, Same as RM17TA00 ¦ ,Maximum switching current, Same as RM17TA00 ¦ ,Maximum switching capacity,
84873024_6.0 | Same as RM17TA00 ¦ IEC60947-4-1,AC-1, Same as RM17TA00 ¦ IEC60947-4-1,DC-1, Same as RM17TA00 ¦ IEC60947-5-1,AC-15, Same as RM17TA00 ¦ IEC60947-5-1,DC-13,
84873024_60.0 | Same as RM17TA00 ¦ IEC60947-5-4,Minimum switching voltage, Same as RM17TA00 ¦ IEC60947-5-4,Minimum switching current, Same as RM17TA00 ¦ IEC60947-5-4,Minimum switching capacity,
84873024_61.0 | Same as RM17TA00 ¦ ,Horizontal, Same as RM17TA00 ¦ ,Vertical,
84873024_62.0 | Same as RM17TA00
84873024_63.0 | Same as RM17TA00 ¦ ,R1 (11-12-14), Same as RM17TA00 ¦ ,R2 (21-22-24),
84873024_64.0 | Same as RM17TA00
84873024_65.0 | Same as RM17TA00
84873024_66.0 | Same as RM17TA00 ¦ ,permissible input overload,
84873024_67.0 | Same as RM17TA00
84873024_68.0 | Same as RM17TA00 ¦ ,"OFF" delay, Same as RM17TA00 ¦ ,"ON" delay, Same as RM17TA00 ¦ ,Inhibition,
84873024_69.0 | Same as RM17TA00 ¦ ,Phase cut, Same as RM17TA00 ¦ ,Phase sequence, Same as RM17TA00 ¦ ,Over / undervoltage (symmetry windows mode), Same as RM17TA00 ¦ ,Over voltage, Same as RM17TA00 ¦ ,Undervoltage , Same as RM17TA00 ¦ ,Phase asymmetry, Same as RM17TA00 ¦ ,Disconnection of neutral, Same as RM17TA00 ¦ ,Voltage Regeneration, Same as RM17TA00 ¦ ,Extreme undervoltage (Phase loss), Same as RM17TA00 ¦ ,Extreme Overvoltage, Same as RM17TA00 ¦ ,Extreme Asymmetry,
84873024_7.0 | Same as RM17TA00 ¦ IEC60664-1,Supply, Same as RM17TA00 ¦ IEC60664-1,Input 1, Same as RM17TA00 ¦ IEC60664-1,Input 2, Same as RM17TA00 ¦ IEC60664-1,Input 3, Same as RM17TA00 ¦ IEC60664-1,Output 1, Same as RM17TA00 ¦ IEC60664-1,Output 2, Same as RM17TA00 ¦ IEC60664-1,Supply / Input 1,Galvanic Same as RM17TA00 ¦ IEC60664-1,Supply / Input 2,Isolated Same as RM17TA00 ¦ IEC60664-1,Supply / Input 3,Circuit Same as RM17TA00 ¦ IEC60664-1,Supply / Output 1, Same as RM17TA00 ¦ IEC60664-1,Supply / Output 2, Same as RM17TA00 ¦ IEC60664-1,Output 1 / Output 2, Same as RM17TA00 ¦ IEC60664-1,Input 1 / Output 1, Same as RM17TA00 ¦ IEC60664-1,Input 1 / Output 2, Same as RM17TA00 ¦ IEC60664-1,Input 2 / Output 1, Same as RM17TA00 ¦ IEC60664-1,Input 2 / Output 2, Same as RM17TA00 ¦ IEC60664-1,Input 3 / Output 1, Same as RM17TA00 ¦ IEC60664-1,Input 3 / Output 2, Same as RM17TA00 ¦ IEC60664-1,Input 1 / Input 2, Same as RM17TA00 ¦ IEC60664-1,Input 2 / Input 3, Same as RM17TA00 ¦ IEC60664-1,Input 1 / Input 3,
84873024_70.0 | Same as RM17TA00 Same as RM17TA00
84873024_71.0 | Same as RM17TA00 ¦ ,Measurement error with supply voltage variation, Same as RM17TA00 ¦ ,Measurement error with temperature variation,
84873024_77.0 | Same as RM17TA00 ¦ IEC61810-1,Rated switching current,
84873024_78.0 | Same as RM17TA00 ¦ IEC61810-1,Rated switching voltage,
84873024_8.0 | Same as RM17TA00 ¦ IEC60664-1,Supply, Same as RM17TA00 ¦ IEC60664-1,Input 1, Same as RM17TA00 ¦ IEC60664-1,Input 2, Same as RM17TA00 ¦ IEC60664-1,Input 3, Same as RM17TA00 ¦ IEC60664-1,Output 1, Same as RM17TA00 ¦ IEC60664-1,Output 2, Same as RM17TA00 ¦ IEC60664-1,Supply / Input 1,Galvanic Same as RM17TA00 ¦ IEC60664-1,Supply / Input 2,Isolated Same as RM17TA00 ¦ IEC60664-1,Supply / Input 3,Circuit Same as RM17TA00 ¦ IEC60664-1,Supply / Output 1, Same as RM17TA00 ¦ IEC60664-1,Supply / Output 2, Same as RM17TA00 ¦ IEC60664-1,Output 1 / Output 2, Same as RM17TA00 ¦ IEC60664-1,Input 1 / Output 1, Same as RM17TA00 ¦ IEC60664-1,Input 1 / Output 2, Same as RM17TA00 ¦ IEC60664-1,Input 2 / Output 1, Same as RM17TA00 ¦ IEC60664-1,Input 2 / Output 2, Same as RM17TA00 ¦ IEC60664-1,Input 3 / Output 1, Same as RM17TA00 ¦ IEC60664-1,Input 3 / Output 2, Same as RM17TA00 ¦ IEC60664-1,Input 1 / Input 2, Same as RM17TA00 ¦ IEC60664-1,Input 2 / Input 3, Same as RM17TA00 ¦ IEC60664-1,Input 1 / Input 3,
84873024_81.0 | Same as RM17TA00 ¦ ,Phase lost , Same as RM17TA00 ¦ ,Phase sequence, Same as RM17TA00 ¦ ,Over / undervoltage (symmetry windows mode), Same as RM17TA00 ¦ ,Over voltage, Same as RM17TA00 ¦ ,Undervoltage , Same as RM17TA00 ¦ ,Phase asymmetry, Same as RM17TA00 ¦ ,Disconnection of neutral, Same as RM17TA00 ¦ ,Voltage Regeneration, Same as RM17TA00 ¦ ,Extreme undervoltage, Same as RM17TA00 ¦ ,Extreme overvoltage, Same as RM17TA00 ¦ ,Extreme asymmetry,
84873024_9.0 | Same as RM17TA00 ¦ IEC61810-1
84873024_92.0 | Same as RM17TA00 ¦ IEC62314,Only for solid state output,
84873024_93.0 | Same as RM17TA00 ¦ IEC62314,Only for solid state output,
84873024_94.0 | Same as RM17TA00 ¦ ,Measurement method,
84873024_95.0 | Same as RM17TA00 ¦ ,Phase lost , Same as RM17TA00 ¦ ,Phase sequence, Same as RM17TA00 ¦ ,Over / undervoltage (symmetry windows mode), Same as RM17TA00 ¦ ,Over voltage, Same as RM17TA00 ¦ ,Undervoltage , Same as RM17TA00 ¦ ,Phase asymmetry, Same as RM17TA00 ¦ ,Disconnection of neutral, Same as RM17TA00 ¦ ,Voltage Regeneration, Same as RM17TA00 ¦ ,Extreme undervoltage, Same as RM17TA00 ¦ ,Extreme Overvoltage, Same as RM17TA00 ¦ ,Extreme Asymmetry,
84873024_96.0 | Same as RM17TA00 ¦ ,"OFF" delay, Same as RM17TA00 ¦ ,"ON" delay, Same as RM17TA00 ¦ ,Inhibition,
84873025 | Same as RM17TE00 ¦ IEC60721-3-3,Climatic category, Same as RM17TE00 ¦ Germanisher Lloyd,Environmental category, Same as RM17TE00 ¦ IEC60947-5-1,Cyclic Damp Heat Test, Same as RM17TE00 ¦ ,Supply,Rated Same as RM17TE00 ¦ ,Input 1,Voltage Same as RM17TE00 ¦ ,Input 2,Spec Same as RM17TE00 ¦ ,Input 3, Same as RM17TE00 ¦ ,Output 1, Same as RM17TE00 ¦ ,Output 2, Same as RM17TE00 ¦ ,Measurement mode, Same as RM17TE00 Same as RM17TE00 Same as RM17TE00 Same as RM17TE00 Same as RM17TE00 ¦ ,MTTFd, Same as RM17TE00 ¦ ,B10d, Drawing / Diagram
84873025_1.0 | Same as RM17TE00 ¦ ,Depth,
84873025_10.0 | Same as RM17TE00
84873025_11.0 | Same as RM17TE00 Same as RM17TE00
84873025_12.0 | Same as RM17TE00 ¦ ,Operation,
84873025_13.0 | Same as RM17TE00 ¦ ,Storage,
84873025_14.0 | Same as RM17TE00 ¦ IEC60068-2-29
84873025_15.0 | Same as RM17TE00 ¦ ,Cable stripping length,
84873025_16.0 | Same as RM17TE00 ¦ ,Supply,Terminal Same as RM17TE00 ¦ ,Input 1, Same as RM17TE00 ¦ ,Input 2, Same as RM17TE00 ¦ ,Input 3, Same as RM17TE00 ¦ ,Output 1, Same as RM17TE00 ¦ ,Output 2,
84873025_17.0 | Same as RM17TE00 ¦ IEC60947-1,Solid cable without cable end (screw terminal), Same as RM17TE00 ¦ IEC60947-1,Flexible cable with cable end (screw terminal), Same as RM17TE00 ¦ IEC60947-1,Solid cable (spring terminal), Same as RM17TE00 ¦ IEC60947-1,Flexible cable (spring terminal),
84873025_18.0 | Same as RM17TE00
84873025_19.0 | Same as RM17TE00
84873025_2.0 | Same as RM17TE00 ¦ ,Height,
84873025_20.0 | Same as RM17TE00 ¦ IEC60255-27,Supply / Input 1, Same as RM17TE00 ¦ IEC60255-27,Supply / Input 2, Same as RM17TE00 ¦ IEC60255-27,Supply / Input 3, Same as RM17TE00 ¦ IEC60255-27,Supply / Output 1, Same as RM17TE00 ¦ IEC60255-27,Supply / Output 2, Same as RM17TE00 ¦ IEC60255-27,Output 1 / Output 2, Same as RM17TE00 ¦ IEC60255-27,Input 1 / Output 1, Same as RM17TE00 ¦ IEC60255-27,Input 1 / Output 2, Same as RM17TE00 ¦ IEC60255-27,Input 2 / Output 1, Same as RM17TE00 ¦ IEC60255-27,Input 2 / Output 2, Same as RM17TE00 ¦ IEC60255-27,Input 3 / Output 1, Same as RM17TE00 ¦ IEC60255-27,Input 3 / Output 2, Same as RM17TE00 ¦ IEC60255-27,Input 1 / Input 2, Same as RM17TE00 ¦ IEC60255-27,Input 2 / Input 3, Same as RM17TE00 ¦ IEC60255-27,Input 1 / Input 3,
84873025_21.0 | Same as RM17TE00 Same as RM17TE00 Same as RM17TE00 Same as RM17TE00
84873025_22.0 | Same as RM17TE00
84873025_23.0 | Same as RM17TE00 ¦ ,Generic immunity standard, Same as RM17TE00 ¦ IEC61000-4-2,Electrostatic discharge, Same as RM17TE00 ¦ IEC61000-4-3,Radiated RF & electromagnetic field, Same as RM17TE00 ¦ IEC61000-4-4,Fast transient / burst, Same as RM17TE00 ¦ IEC61000-4-5,Surge, Same as RM17TE00 ¦ IEC61000-4-6,Conducted RF disturbance, Same as RM17TE00 ¦ IEC61000-4-8,Power frequency magnetic field, Same as RM17TE00 ¦ IEC61000-4-11,Voltage dips, short interruption & variations on power line, Same as RM17TE00 ¦ IEC61000-4-18,1 MHz oscillation wave, Same as RM17TE00 ¦ IEC61000-4-29,DC voltage interruption, Same as RM17TE00 ¦ IEC61000-4-13,Low frequency harmonics, Same as RM17TE00 ¦ Germanisher Lloyd,Conducted low frequency interference (harmonics), Same as RM17TE00 ¦ ,Generic emission standard, Same as RM17TE00 ¦ EN55022 / CISPR22,Radiated RF & electromagnetic field (IT equiment), Same as RM17TE00 ¦ EN55011 / CISPR11,Radiated RF & electromagnetic field (Medical equiment), Same as RM17TE00 ¦ Germanisher Lloyd,Radiated emission from enclosure port, Same as RM17TE00 ¦ EN55022 / CISPR22,Conducted RF emission on power line (IT equiment), Same as RM17TE00 ¦ EN55011 / CISPR11,Conducted RF emission on power line (Medical equiment), Same as RM17TE00 ¦ Germanisher Lloyd,Conducted emission,
84873025_24.0 | Same as RM17TE00 ¦ ,Phase cut, Same as RM17TE00 ¦ ,Phase sequence, Same as RM17TE00 ¦ ,Over / undervoltage (symmetry windows mode), Same as RM17TE00 ¦ ,Over voltage, Same as RM17TE00 ¦ ,Undervoltage , Same as RM17TE00 ¦ ,Phase asymmetry, Same as RM17TE00 ¦ ,Disconnection of neutral, Same as RM17TE00 ¦ ,Voltage Regeneration, Same as RM17TE00 ¦ ,Extreme undervoltage (Phase loss), Same as RM17TE00 ¦ ,Extreme Overvoltage, Same as RM17TE00 ¦ ,Extreme Asymmetry,
84873025_25.0 | Same as RM17TE00 ¦ ,Rated frequency, Same as RM17TE00 ¦ ,Frequency operating range,
84873025_26.0 | Same as RM17TE00 ¦ ,Input nominal voltage selection,
84873025_27.0 | Same as RM17TE00 ¦ ,Input terminal,
84873025_28.0 | Same as RM17TE00 ¦ ,Internal input resistance,
84873025_29.0 | Same as RM17TE00 ¦ IEC60529,Terminal Block, Same as RM17TE00 ¦ IEC60529,Housing, Same as RM17TE00 ¦ IEC60529,Front Panel,
84873025_298.0 | Same as RM17TE00
84873025_3.0 | Same as RM17TE00 ¦ ,Width,
84873025_30.0 | Same as RM17TE00 Same as RM17TE00 ¦ ,Power supply availability, Same as RM17TE00 ¦ ,Power supply not availability, Same as RM17TE00 ¦ ,Timing in-progress, Same as RM17TE00 ¦ ,Output is energized, Same as RM17TE00 ¦ ,Output is de-energized, Same as RM17TE00 ¦ ,Range Setting Changes, Same as RM17TE00 ¦ ,Phase Cut, Same as RM17TE00 ¦ ,Phase Sequence Swap, Same as RM17TE00 ¦ ,Undervoltage <U, Same as RM17TE00 ¦ ,Overvoltage >U, Same as RM17TE00 ¦ ,Phase Asymmetry, Same as RM17TE00 ¦ ,Voltage Regeneration, Same as RM17TE00 ¦ ,Extreme Undervoltage <U (Phase loss), Same as RM17TE00 ¦ ,Extreme Overvoltage >U, Same as RM17TE00 ¦ ,Extreme Phase Asymmetry,
84873025_31.0 | UL, CSA, GL, CCC, CE, China ROHS
84873025_32.0 | UL, CSA, GL, CCC, CE, China ROHS
84873025_33.0 | Same as RM17TE00 ¦ IEC60068-2-30,Damp heat,XX
84873025_34.0 | Same as RM17TE00 ¦ ,through Un power reset, Same as RM17TE00 ¦ ,through front panel reset, Same as RM17TE00 ¦ ,through input control reset,
84873025_35.0 | Same as RM17TE00 ¦ ,on crossing the threshold, Same as RM17TE00 Same as RM17TE00 Same as RM17TE00 Same as RM17TE00
84873025_36.0 | Same as RM17TE00 ¦ IEC60068-3-3
84873025_37.0 | Same as RM17TE00 ¦ IEC60068-2-27
84873025_38.0 | Same as RM17TE00 Same as RM17TE00
84873025_39.0 | Same as RM17TE00
84873025_4.0 | Same as RM17TE00 ¦ IEC60255-27,Supply / Input 1, Same as RM17TE00 ¦ IEC60255-27,Supply / Input 2, Same as RM17TE00 ¦ IEC60255-27,Supply / Input 3, Same as RM17TE00 ¦ IEC60255-27,Supply / Output 1, Same as RM17TE00 ¦ IEC60255-27,Supply / Output 2, Same as RM17TE00 ¦ IEC60255-27,Output 1 / Output 2, Same as RM17TE00 ¦ IEC60255-27,Input 1 / Output 1, Same as RM17TE00 ¦ IEC60255-27,Input 1 / Output 2, Same as RM17TE00 ¦ IEC60255-27,Input 2 / Output 1, Same as RM17TE00 ¦ IEC60255-27,Input 2 / Output 2, Same as RM17TE00 ¦ IEC60255-27,Input 3 / Output 1, Same as RM17TE00 ¦ IEC60255-27,Input 3 / Output 2, Same as RM17TE00 ¦ IEC60255-27,Input 1 / Input 2, Same as RM17TE00 ¦ IEC60255-27,Input 2 / Input 3, Same as RM17TE00 ¦ IEC60255-27,Input 1 / Input 3,
84873025_40.0 | Same as RM17TE00 ¦ IEC60664-1
84873025_41.0 | Same as RM17TE00 ¦ IEC60947-5-1
84873025_42.0 | Same as RM17TE00 ¦ IEC60947-1,Tightening torque,
84873025_43.0 | Same as RM17TE00 ¦ IEC60068-2-6
84873025_44.0 | Same as RM17TE00 ¦ ,Setting accuracy,
84873025_45.0 | Same as RM17TE00
84873025_46.0 | Same as RM17TE00 ¦ ,Repeat accuracy (constant parameters),
84873025_47.0 | Same as RM17TE00
84873025_48.0 | Same as RM17TE00 ¦ ,MTTF, Same as RM17TE00 ¦ ,B10,
84873025_49.0 | Same as RM17TE00 ¦ IEC60947-5-1,Relay Output by external fuse, Same as RM17TE00 ¦ IEC62314,Solid State Output by external fuse,
84873025_5.0 | Same as RM17TE00
84873025_50.0 | Same as RM17TE00 ¦ ,In relation to normal vertical mounting plane,
84873025_51.0 | Same as RM17TE00 ¦ IEC/EN 60715,Without socket, Same as RM17TE00 ¦ IEC/EN 60715,With socket,
84873025_53.0 | Same as RM17TE00
84873025_54.0 | Same as RM17TE00
84873025_55.0 | Same as RM17TE00 ¦ IEC60664-1
84873025_58.0 | Same as RM17TE00 ¦ ,Maximum measuring cycles,
84873025_59.0 | Same as RM17TE00 ¦ ,Maximum switching voltage, Same as RM17TE00 ¦ ,Maximum switching current, Same as RM17TE00 ¦ ,Maximum switching capacity,
84873025_6.0 | Same as RM17TE00 ¦ IEC60947-4-1,AC-1, Same as RM17TE00 ¦ IEC60947-4-1,DC-1, Same as RM17TE00 ¦ IEC60947-5-1,AC-15, Same as RM17TE00 ¦ IEC60947-5-1,DC-13,
84873025_60.0 | Same as RM17TE00 ¦ IEC60947-5-4,Minimum switching voltage, Same as RM17TE00 ¦ IEC60947-5-4,Minimum switching current, Same as RM17TE00 ¦ IEC60947-5-4,Minimum switching capacity,
84873025_61.0 | Same as RM17TE00 ¦ ,Horizontal, Same as RM17TE00 ¦ ,Vertical,
84873025_62.0 | Same as RM17TE00
84873025_63.0 | Same as RM17TE00 ¦ ,R1 (11-12-14), Same as RM17TE00 ¦ ,R2 (21-22-24),
84873025_64.0 | Same as RM17TE00
84873025_65.0 | Same as RM17TE00
84873025_66.0 | Same as RM17TE00 ¦ ,permissible input overload,
84873025_67.0 | Same as RM17TE00
84873025_68.0 | Same as RM17TE00 ¦ ,"OFF" delay, Same as RM17TE00 ¦ ,"ON" delay, Same as RM17TE00 ¦ ,Inhibition,
84873025_69.0 | Same as RM17TE00 ¦ ,Phase cut, Same as RM17TE00 ¦ ,Phase sequence, Same as RM17TE00 ¦ ,Over / undervoltage (symmetry windows mode), Same as RM17TE00 ¦ ,Over voltage, Same as RM17TE00 ¦ ,Undervoltage , Same as RM17TE00 ¦ ,Phase asymmetry, Same as RM17TE00 ¦ ,Disconnection of neutral, Same as RM17TE00 ¦ ,Voltage Regeneration, Same as RM17TE00 ¦ ,Extreme undervoltage (Phase loss), Same as RM17TE00 ¦ ,Extreme Overvoltage, Same as RM17TE00 ¦ ,Extreme Asymmetry,
84873025_7.0 | Same as RM17TE00 ¦ IEC60664-1,Supply, Same as RM17TE00 ¦ IEC60664-1,Input 1, Same as RM17TE00 ¦ IEC60664-1,Input 2, Same as RM17TE00 ¦ IEC60664-1,Input 3, Same as RM17TE00 ¦ IEC60664-1,Output 1, Same as RM17TE00 ¦ IEC60664-1,Output 2, Same as RM17TE00 ¦ IEC60664-1,Supply / Input 1,Galvanic Same as RM17TE00 ¦ IEC60664-1,Supply / Input 2,Isolated Same as RM17TE00 ¦ IEC60664-1,Supply / Input 3,Circuit Same as RM17TE00 ¦ IEC60664-1,Supply / Output 1, Same as RM17TE00 ¦ IEC60664-1,Supply / Output 2, Same as RM17TE00 ¦ IEC60664-1,Output 1 / Output 2, Same as RM17TE00 ¦ IEC60664-1,Input 1 / Output 1, Same as RM17TE00 ¦ IEC60664-1,Input 1 / Output 2, Same as RM17TE00 ¦ IEC60664-1,Input 2 / Output 1, Same as RM17TE00 ¦ IEC60664-1,Input 2 / Output 2, Same as RM17TE00 ¦ IEC60664-1,Input 3 / Output 1, Same as RM17TE00 ¦ IEC60664-1,Input 3 / Output 2, Same as RM17TE00 ¦ IEC60664-1,Input 1 / Input 2, Same as RM17TE00 ¦ IEC60664-1,Input 2 / Input 3, Same as RM17TE00 ¦ IEC60664-1,Input 1 / Input 3,
84873025_70.0 | Same as RM17TE00 Same as RM17TE00
84873025_71.0 | Same as RM17TE00 ¦ ,Measurement error with supply voltage variation, Same as RM17TE00 ¦ ,Measurement error with temperature variation,
84873025_77.0 | Same as RM17TE00 ¦ IEC61810-1,Rated switching current,
84873025_78.0 | Same as RM17TE00 ¦ IEC61810-1,Rated switching voltage,
84873025_8.0 | Same as RM17TE00 ¦ IEC60664-1,Supply, Same as RM17TE00 ¦ IEC60664-1,Input 1, Same as RM17TE00 ¦ IEC60664-1,Input 2, Same as RM17TE00 ¦ IEC60664-1,Input 3, Same as RM17TE00 ¦ IEC60664-1,Output 1, Same as RM17TE00 ¦ IEC60664-1,Output 2, Same as RM17TE00 ¦ IEC60664-1,Supply / Input 1,Galvanic Same as RM17TE00 ¦ IEC60664-1,Supply / Input 2,Isolated Same as RM17TE00 ¦ IEC60664-1,Supply / Input 3,Circuit Same as RM17TE00 ¦ IEC60664-1,Supply / Output 1, Same as RM17TE00 ¦ IEC60664-1,Supply / Output 2, Same as RM17TE00 ¦ IEC60664-1,Output 1 / Output 2, Same as RM17TE00 ¦ IEC60664-1,Input 1 / Output 1, Same as RM17TE00 ¦ IEC60664-1,Input 1 / Output 2, Same as RM17TE00 ¦ IEC60664-1,Input 2 / Output 1, Same as RM17TE00 ¦ IEC60664-1,Input 2 / Output 2, Same as RM17TE00 ¦ IEC60664-1,Input 3 / Output 1, Same as RM17TE00 ¦ IEC60664-1,Input 3 / Output 2, Same as RM17TE00 ¦ IEC60664-1,Input 1 / Input 2, Same as RM17TE00 ¦ IEC60664-1,Input 2 / Input 3, Same as RM17TE00 ¦ IEC60664-1,Input 1 / Input 3,
84873025_81.0 | Same as RM17TE00 ¦ ,Phase lost , Same as RM17TE00 ¦ ,Phase sequence, Same as RM17TE00 ¦ ,Over / undervoltage (symmetry windows mode), Same as RM17TE00 ¦ ,Over voltage, Same as RM17TE00 ¦ ,Undervoltage , Same as RM17TE00 ¦ ,Phase asymmetry, Same as RM17TE00 ¦ ,Disconnection of neutral, Same as RM17TE00 ¦ ,Voltage Regeneration, Same as RM17TE00 ¦ ,Extreme undervoltage, Same as RM17TE00 ¦ ,Extreme overvoltage, Same as RM17TE00 ¦ ,Extreme asymmetry,
84873025_9.0 | Same as RM17TE00 ¦ IEC61810-1
84873025_92.0 | Same as RM17TE00 ¦ IEC62314,Only for solid state output,
84873025_93.0 | Same as RM17TE00 ¦ IEC62314,Only for solid state output,
84873025_94.0 | Same as RM17TE00 ¦ ,Measurement method,
84873025_95.0 | Same as RM17TE00 ¦ ,Phase lost , Same as RM17TE00 ¦ ,Phase sequence, Same as RM17TE00 ¦ ,Over / undervoltage (symmetry windows mode), Same as RM17TE00 ¦ ,Over voltage, Same as RM17TE00 ¦ ,Undervoltage , Same as RM17TE00 ¦ ,Phase asymmetry, Same as RM17TE00 ¦ ,Disconnection of neutral, Same as RM17TE00 ¦ ,Voltage Regeneration, Same as RM17TE00 ¦ ,Extreme undervoltage, Same as RM17TE00 ¦ ,Extreme Overvoltage, Same as RM17TE00 ¦ ,Extreme Asymmetry,
84873025_96.0 | Same as RM17TE00 ¦ ,"OFF" delay, Same as RM17TE00 ¦ ,"ON" delay, Same as RM17TE00 ¦ ,Inhibition,
84873026 | Same as RM35TF30 ¦ IEC60721-3-3,Climatic category, Same as RM35TF30 ¦ Germanisher Lloyd,Environmental category, Same as RM35TF30 ¦ IEC60947-5-1,Cyclic Damp Heat Test, Same as RM35TF30 ¦ ,Supply,Rated Same as RM35TF30 ¦ ,Input 1,Voltage Same as RM35TF30 ¦ ,Input 2,Spec Same as RM35TF30 ¦ ,Input 3, Same as RM35TF30 ¦ ,Output 1, Same as RM35TF30 ¦ ,Output 2, Same as RM35TF30 ¦ ,Measurement mode, Same as RM35TF30 Same as RM35TF30 Same as RM35TF30 Same as RM35TF30 Same as RM35TF30 ¦ ,MTTFd, Same as RM35TF30 ¦ ,B10d, Drawing / Diagram
84873026_1.0 | Same as RM35TF30 ¦ ,Depth,
84873026_10.0 | Same as RM35TF30
84873026_11.0 | Same as RM35TF30 Same as RM35TF30
84873026_12.0 | Same as RM35TF30 ¦ ,Operation,
84873026_13.0 | Same as RM35TF30 ¦ ,Storage,
84873026_14.0 | Same as RM35TF30 ¦ IEC60068-2-29
84873026_15.0 | Same as RM35TF30 ¦ ,Cable stripping length,
84873026_16.0 | Same as RM35TF30 ¦ ,Supply,Terminal Same as RM35TF30 ¦ ,Input 1, Same as RM35TF30 ¦ ,Input 2, Same as RM35TF30 ¦ ,Input 3, Same as RM35TF30 ¦ ,Output 1, Same as RM35TF30 ¦ ,Output 2,
84873026_17.0 | Same as RM35TF30 ¦ IEC60947-1,Solid cable without cable end (screw terminal), Same as RM35TF30 ¦ IEC60947-1,Flexible cable with cable end (screw terminal), Same as RM35TF30 ¦ IEC60947-1,Solid cable (spring terminal), Same as RM35TF30 ¦ IEC60947-1,Flexible cable (spring terminal),
84873026_18.0 | Same as RM35TF30
84873026_19.0 | Same as RM35TF30
84873026_2.0 | Same as RM35TF30 ¦ ,Height,
84873026_20.0 | Same as RM35TF30 ¦ IEC60255-27,Supply / Input 1, Same as RM35TF30 ¦ IEC60255-27,Supply / Input 2, Same as RM35TF30 ¦ IEC60255-27,Supply / Input 3, Same as RM35TF30 ¦ IEC60255-27,Supply / Output 1, Same as RM35TF30 ¦ IEC60255-27,Supply / Output 2, Same as RM35TF30 ¦ IEC60255-27,Output 1 / Output 2, Same as RM35TF30 ¦ IEC60255-27,Input 1 / Output 1, Same as RM35TF30 ¦ IEC60255-27,Input 1 / Output 2, Same as RM35TF30 ¦ IEC60255-27,Input 2 / Output 1, Same as RM35TF30 ¦ IEC60255-27,Input 2 / Output 2, Same as RM35TF30 ¦ IEC60255-27,Input 3 / Output 1, Same as RM35TF30 ¦ IEC60255-27,Input 3 / Output 2, Same as RM35TF30 ¦ IEC60255-27,Input 1 / Input 2, Same as RM35TF30 ¦ IEC60255-27,Input 2 / Input 3, Same as RM35TF30 ¦ IEC60255-27,Input 1 / Input 3,
84873026_21.0 | Same as RM35TF30 Same as RM35TF30 Same as RM35TF30 Same as RM35TF30
84873026_22.0 | Same as RM35TF30
84873026_23.0 | Same as RM35TF30 ¦ ,Generic immunity standard, Same as RM35TF30 ¦ IEC61000-4-2,Electrostatic discharge, Same as RM35TF30 ¦ IEC61000-4-3,Radiated RF & electromagnetic field, Same as RM35TF30 ¦ IEC61000-4-4,Fast transient / burst, Same as RM35TF30 ¦ IEC61000-4-5,Surge, Same as RM35TF30 ¦ IEC61000-4-6,Conducted RF disturbance, Same as RM35TF30 ¦ IEC61000-4-8,Power frequency magnetic field, Same as RM35TF30 ¦ IEC61000-4-11,Voltage dips, short interruption & variations on power line, Same as RM35TF30 ¦ IEC61000-4-18,1 MHz oscillation wave, Same as RM35TF30 ¦ IEC61000-4-29,DC voltage interruption, Same as RM35TF30 ¦ IEC61000-4-13,Low frequency harmonics, Same as RM35TF30 ¦ Germanisher Lloyd,Conducted low frequency interference (harmonics), Same as RM35TF30 ¦ ,Generic emission standard, Same as RM35TF30 ¦ EN55022 / CISPR22,Radiated RF & electromagnetic field (IT equiment), Same as RM35TF30 ¦ EN55011 / CISPR11,Radiated RF & electromagnetic field (Medical equiment), Same as RM35TF30 ¦ Germanisher Lloyd,Radiated emission from enclosure port, Same as RM35TF30 ¦ EN55022 / CISPR22,Conducted RF emission on power line (IT equiment), Same as RM35TF30 ¦ EN55011 / CISPR11,Conducted RF emission on power line (Medical equiment), Same as RM35TF30 ¦ Germanisher Lloyd,Conducted emission,
84873026_24.0 | Same as RM35TF30 ¦ ,Phase cut, Same as RM35TF30 ¦ ,Phase sequence, Same as RM35TF30 ¦ ,Over / undervoltage (symmetry windows mode), Same as RM35TF30 ¦ ,Over voltage, Same as RM35TF30 ¦ ,Undervoltage , Same as RM35TF30 ¦ ,Phase asymmetry, Same as RM35TF30 ¦ ,Disconnection of neutral, Same as RM35TF30 ¦ ,Voltage Regeneration, Same as RM35TF30 ¦ ,Extreme undervoltage (Phase loss), Same as RM35TF30 ¦ ,Extreme Overvoltage, Same as RM35TF30 ¦ ,Extreme Asymmetry,
84873026_25.0 | Same as RM35TF30 ¦ ,Rated frequency, Same as RM35TF30 ¦ ,Frequency operating range,
84873026_26.0 | Same as RM35TF30 ¦ ,Input nominal voltage selection,
84873026_27.0 | Same as RM35TF30 ¦ ,Input terminal,
84873026_28.0 | Same as RM35TF30 ¦ ,Internal input resistance,
84873026_29.0 | Same as RM35TF30 ¦ IEC60529,Terminal Block, Same as RM35TF30 ¦ IEC60529,Housing, Same as RM35TF30 ¦ IEC60529,Front Panel,
84873026_298.0 | Same as RM35TF30
84873026_3.0 | Same as RM35TF30 ¦ ,Width,
84873026_30.0 | Same as RM35TF30 Same as RM35TF30 ¦ ,Power supply availability, Same as RM35TF30 ¦ ,Power supply not availability, Same as RM35TF30 ¦ ,Timing in-progress, Same as RM35TF30 ¦ ,Output is energized, Same as RM35TF30 ¦ ,Output is de-energized, Same as RM35TF30 ¦ ,Range Setting Changes, Same as RM35TF30 ¦ ,Phase Cut, Same as RM35TF30 ¦ ,Phase Sequence Swap, Same as RM35TF30 ¦ ,Undervoltage <U, Same as RM35TF30 ¦ ,Overvoltage >U, Same as RM35TF30 ¦ ,Phase Asymmetry, Same as RM35TF30 ¦ ,Voltage Regeneration, Same as RM35TF30 ¦ ,Extreme Undervoltage <U (Phase loss), Same as RM35TF30 ¦ ,Extreme Overvoltage >U, Same as RM35TF30 ¦ ,Extreme Phase Asymmetry,
84873026_31.0 | UL, CSA, GL, CCC, CE, China ROHS
84873026_32.0 | UL, CSA, GL, CCC, CE, China ROHS
84873026_33.0 | Same as RM35TF30 ¦ IEC60068-2-30,Damp heat,XX
84873026_34.0 | Same as RM35TF30 ¦ ,through Un power reset, Same as RM35TF30 ¦ ,through front panel reset, Same as RM35TF30 ¦ ,through input control reset,
84873026_35.0 | Same as RM35TF30 ¦ ,on crossing the threshold, Same as RM35TF30 Same as RM35TF30 Same as RM35TF30 Same as RM35TF30
84873026_36.0 | Same as RM35TF30 ¦ IEC60068-3-3
84873026_37.0 | Same as RM35TF30 ¦ IEC60068-2-27
84873026_38.0 | Same as RM35TF30 Same as RM35TF30
84873026_39.0 | Same as RM35TF30
84873026_4.0 | Same as RM35TF30 ¦ IEC60255-27,Supply / Input 1, Same as RM35TF30 ¦ IEC60255-27,Supply / Input 2, Same as RM35TF30 ¦ IEC60255-27,Supply / Input 3, Same as RM35TF30 ¦ IEC60255-27,Supply / Output 1, Same as RM35TF30 ¦ IEC60255-27,Supply / Output 2, Same as RM35TF30 ¦ IEC60255-27,Output 1 / Output 2, Same as RM35TF30 ¦ IEC60255-27,Input 1 / Output 1, Same as RM35TF30 ¦ IEC60255-27,Input 1 / Output 2, Same as RM35TF30 ¦ IEC60255-27,Input 2 / Output 1, Same as RM35TF30 ¦ IEC60255-27,Input 2 / Output 2, Same as RM35TF30 ¦ IEC60255-27,Input 3 / Output 1, Same as RM35TF30 ¦ IEC60255-27,Input 3 / Output 2, Same as RM35TF30 ¦ IEC60255-27,Input 1 / Input 2, Same as RM35TF30 ¦ IEC60255-27,Input 2 / Input 3, Same as RM35TF30 ¦ IEC60255-27,Input 1 / Input 3,
84873026_40.0 | Same as RM35TF30 ¦ IEC60664-1
84873026_41.0 | Same as RM35TF30 ¦ IEC60947-5-1
84873026_42.0 | Same as RM35TF30 ¦ IEC60947-1,Tightening torque,
84873026_43.0 | Same as RM35TF30 ¦ IEC60068-2-6
84873026_44.0 | Same as RM35TF30 ¦ ,Setting accuracy,
84873026_45.0 | Same as RM35TF30
84873026_46.0 | Same as RM35TF30 ¦ ,Repeat accuracy (constant parameters),
84873026_47.0 | Same as RM35TF30
84873026_48.0 | Same as RM35TF30 ¦ ,MTTF, Same as RM35TF30 ¦ ,B10,
84873026_49.0 | Same as RM35TF30 ¦ IEC60947-5-1,Relay Output by external fuse, Same as RM35TF30 ¦ IEC62314,Solid State Output by external fuse,
84873026_5.0 | Same as RM35TF30
84873026_50.0 | Same as RM35TF30 ¦ ,In relation to normal vertical mounting plane,
84873026_51.0 | Same as RM35TF30 ¦ IEC/EN 60715,Without socket, Same as RM35TF30 ¦ IEC/EN 60715,With socket,
84873026_53.0 | Same as RM35TF30
84873026_54.0 | Same as RM35TF30
84873026_55.0 | Same as RM35TF30 ¦ IEC60664-1
84873026_58.0 | Same as RM35TF30 ¦ ,Maximum measuring cycles,
84873026_59.0 | Same as RM35TF30 ¦ ,Maximum switching voltage, Same as RM35TF30 ¦ ,Maximum switching current, Same as RM35TF30 ¦ ,Maximum switching capacity,
84873026_6.0 | Same as RM35TF30 ¦ IEC60947-4-1,AC-1, Same as RM35TF30 ¦ IEC60947-4-1,DC-1, Same as RM35TF30 ¦ IEC60947-5-1,AC-15, Same as RM35TF30 ¦ IEC60947-5-1,DC-13,
84873026_60.0 | Same as RM35TF30 ¦ IEC60947-5-4,Minimum switching voltage, Same as RM35TF30 ¦ IEC60947-5-4,Minimum switching current, Same as RM35TF30 ¦ IEC60947-5-4,Minimum switching capacity,
84873026_61.0 | Same as RM35TF30 ¦ ,Horizontal, Same as RM35TF30 ¦ ,Vertical,
84873026_62.0 | Same as RM35TF30
84873026_63.0 | Same as RM35TF30 ¦ ,R1 (11-12-14), Same as RM35TF30 ¦ ,R2 (21-22-24),
84873026_64.0 | Same as RM35TF30
84873026_65.0 | Same as RM35TF30
84873026_66.0 | Same as RM35TF30 ¦ ,permissible input overload,
84873026_67.0 | Same as RM35TF30
84873026_68.0 | Same as RM35TF30 ¦ ,"OFF" delay, Same as RM35TF30 ¦ ,"ON" delay, Same as RM35TF30 ¦ ,Inhibition,
84873026_69.0 | Same as RM35TF30 ¦ ,Phase cut, Same as RM35TF30 ¦ ,Phase sequence, Same as RM35TF30 ¦ ,Over / undervoltage (symmetry windows mode), Same as RM35TF30 ¦ ,Over voltage, Same as RM35TF30 ¦ ,Undervoltage , Same as RM35TF30 ¦ ,Phase asymmetry, Same as RM35TF30 ¦ ,Disconnection of neutral, Same as RM35TF30 ¦ ,Voltage Regeneration, Same as RM35TF30 ¦ ,Extreme undervoltage (Phase loss), Same as RM35TF30 ¦ ,Extreme Overvoltage, Same as RM35TF30 ¦ ,Extreme Asymmetry,
84873026_7.0 | Same as RM35TF30 ¦ IEC60664-1,Supply, Same as RM35TF30 ¦ IEC60664-1,Input 1, Same as RM35TF30 ¦ IEC60664-1,Input 2, Same as RM35TF30 ¦ IEC60664-1,Input 3, Same as RM35TF30 ¦ IEC60664-1,Output 1, Same as RM35TF30 ¦ IEC60664-1,Output 2, Same as RM35TF30 ¦ IEC60664-1,Supply / Input 1,Galvanic Same as RM35TF30 ¦ IEC60664-1,Supply / Input 2,Isolated Same as RM35TF30 ¦ IEC60664-1,Supply / Input 3,Circuit Same as RM35TF30 ¦ IEC60664-1,Supply / Output 1, Same as RM35TF30 ¦ IEC60664-1,Supply / Output 2, Same as RM35TF30 ¦ IEC60664-1,Output 1 / Output 2, Same as RM35TF30 ¦ IEC60664-1,Input 1 / Output 1, Same as RM35TF30 ¦ IEC60664-1,Input 1 / Output 2, Same as RM35TF30 ¦ IEC60664-1,Input 2 / Output 1, Same as RM35TF30 ¦ IEC60664-1,Input 2 / Output 2, Same as RM35TF30 ¦ IEC60664-1,Input 3 / Output 1, Same as RM35TF30 ¦ IEC60664-1,Input 3 / Output 2, Same as RM35TF30 ¦ IEC60664-1,Input 1 / Input 2, Same as RM35TF30 ¦ IEC60664-1,Input 2 / Input 3, Same as RM35TF30 ¦ IEC60664-1,Input 1 / Input 3,
84873026_70.0 | Same as RM35TF30 Same as RM35TF30
84873026_71.0 | Same as RM35TF30 ¦ ,Measurement error with supply voltage variation, Same as RM35TF30 ¦ ,Measurement error with temperature variation,
84873026_77.0 | Same as RM35TF30 ¦ IEC61810-1,Rated switching current,
84873026_78.0 | Same as RM35TF30 ¦ IEC61810-1,Rated switching voltage,
84873026_8.0 | Same as RM35TF30 ¦ IEC60664-1,Supply, Same as RM35TF30 ¦ IEC60664-1,Input 1, Same as RM35TF30 ¦ IEC60664-1,Input 2, Same as RM35TF30 ¦ IEC60664-1,Input 3, Same as RM35TF30 ¦ IEC60664-1,Output 1, Same as RM35TF30 ¦ IEC60664-1,Output 2, Same as RM35TF30 ¦ IEC60664-1,Supply / Input 1,Galvanic Same as RM35TF30 ¦ IEC60664-1,Supply / Input 2,Isolated Same as RM35TF30 ¦ IEC60664-1,Supply / Input 3,Circuit Same as RM35TF30 ¦ IEC60664-1,Supply / Output 1, Same as RM35TF30 ¦ IEC60664-1,Supply / Output 2, Same as RM35TF30 ¦ IEC60664-1,Output 1 / Output 2, Same as RM35TF30 ¦ IEC60664-1,Input 1 / Output 1, Same as RM35TF30 ¦ IEC60664-1,Input 1 / Output 2, Same as RM35TF30 ¦ IEC60664-1,Input 2 / Output 1, Same as RM35TF30 ¦ IEC60664-1,Input 2 / Output 2, Same as RM35TF30 ¦ IEC60664-1,Input 3 / Output 1, Same as RM35TF30 ¦ IEC60664-1,Input 3 / Output 2, Same as RM35TF30 ¦ IEC60664-1,Input 1 / Input 2, Same as RM35TF30 ¦ IEC60664-1,Input 2 / Input 3, Same as RM35TF30 ¦ IEC60664-1,Input 1 / Input 3,
84873026_81.0 | Same as RM35TF30 ¦ ,Phase lost , Same as RM35TF30 ¦ ,Phase sequence, Same as RM35TF30 ¦ ,Over / undervoltage (symmetry windows mode), Same as RM35TF30 ¦ ,Over voltage, Same as RM35TF30 ¦ ,Undervoltage , Same as RM35TF30 ¦ ,Phase asymmetry, Same as RM35TF30 ¦ ,Disconnection of neutral, Same as RM35TF30 ¦ ,Voltage Regeneration, Same as RM35TF30 ¦ ,Extreme undervoltage, Same as RM35TF30 ¦ ,Extreme overvoltage, Same as RM35TF30 ¦ ,Extreme asymmetry,
84873026_9.0 | Same as RM35TF30 ¦ IEC61810-1
84873026_92.0 | Same as RM35TF30 ¦ IEC62314,Only for solid state output,
84873026_93.0 | Same as RM35TF30 ¦ IEC62314,Only for solid state output,
84873026_94.0 | Same as RM35TF30 ¦ ,Measurement method,
84873026_95.0 | Same as RM35TF30 ¦ ,Phase lost , Same as RM35TF30 ¦ ,Phase sequence, Same as RM35TF30 ¦ ,Over / undervoltage (symmetry windows mode), Same as RM35TF30 ¦ ,Over voltage, Same as RM35TF30 ¦ ,Undervoltage , Same as RM35TF30 ¦ ,Phase asymmetry, Same as RM35TF30 ¦ ,Disconnection of neutral, Same as RM35TF30 ¦ ,Voltage Regeneration, Same as RM35TF30 ¦ ,Extreme undervoltage, Same as RM35TF30 ¦ ,Extreme Overvoltage, Same as RM35TF30 ¦ ,Extreme Asymmetry,
84873026_96.0 | Same as RM35TF30 ¦ ,"OFF" delay, Same as RM35TF30 ¦ ,"ON" delay, Same as RM35TF30 ¦ ,Inhibition,
84873029 | Same as RM17TG00 ¦ IEC60721-3-3,Climatic category, Same as RM17TG00 ¦ Germanisher Lloyd,Environmental category, Same as RM17TG00 ¦ IEC60947-5-1,Cyclic Damp Heat Test, Same as RM17TG00 ¦ ,Supply,Rated Same as RM17TG00 ¦ ,Input 1,Voltage Same as RM17TG00 ¦ ,Input 2,Spec Same as RM17TG00 ¦ ,Input 3, Same as RM17TG00 ¦ ,Output 1, Same as RM17TG00 ¦ ,Output 2, Same as RM17TG00 ¦ ,Measurement mode, Same as RM17TG00 Same as RM17TG00 Same as RM17TG00 Same as RM17TG00 Same as RM17TG00 ¦ ,MTTFd, Same as RM17TG00 ¦ ,B10d, Drawing / Diagram
84873029_1.0 | Same as RM17TG00 ¦ ,Depth,
84873029_10.0 | Same as RM17TG00
84873029_11.0 | Same as RM17TG00 Same as RM17TG00
84873029_12.0 | Same as RM17TG00 ¦ ,Operation,
84873029_13.0 | Same as RM17TG00 ¦ ,Storage,
84873029_14.0 | Same as RM17TG00 ¦ IEC60068-2-29
84873029_15.0 | Same as RM17TG00 ¦ ,Cable stripping length,
84873029_16.0 | Same as RM17TG00 ¦ ,Supply,Terminal Same as RM17TG00 ¦ ,Input 1, Same as RM17TG00 ¦ ,Input 2, Same as RM17TG00 ¦ ,Input 3, Same as RM17TG00 ¦ ,Output 1, Same as RM17TG00 ¦ ,Output 2,
84873029_17.0 | Same as RM17TG00 ¦ IEC60947-1,Solid cable without cable end (screw terminal), Same as RM17TG00 ¦ IEC60947-1,Flexible cable with cable end (screw terminal), Same as RM17TG00 ¦ IEC60947-1,Solid cable (spring terminal), Same as RM17TG00 ¦ IEC60947-1,Flexible cable (spring terminal),
84873029_18.0 | Same as RM17TG00
84873029_19.0 | Same as RM17TG00
84873029_2.0 | Same as RM17TG00 ¦ ,Height,
84873029_20.0 | Same as RM17TG00 ¦ IEC60255-27,Supply / Input 1, Same as RM17TG00 ¦ IEC60255-27,Supply / Input 2, Same as RM17TG00 ¦ IEC60255-27,Supply / Input 3, Same as RM17TG00 ¦ IEC60255-27,Supply / Output 1, Same as RM17TG00 ¦ IEC60255-27,Supply / Output 2, Same as RM17TG00 ¦ IEC60255-27,Output 1 / Output 2, Same as RM17TG00 ¦ IEC60255-27,Input 1 / Output 1, Same as RM17TG00 ¦ IEC60255-27,Input 1 / Output 2, Same as RM17TG00 ¦ IEC60255-27,Input 2 / Output 1, Same as RM17TG00 ¦ IEC60255-27,Input 2 / Output 2, Same as RM17TG00 ¦ IEC60255-27,Input 3 / Output 1, Same as RM17TG00 ¦ IEC60255-27,Input 3 / Output 2, Same as RM17TG00 ¦ IEC60255-27,Input 1 / Input 2, Same as RM17TG00 ¦ IEC60255-27,Input 2 / Input 3, Same as RM17TG00 ¦ IEC60255-27,Input 1 / Input 3,
84873029_21.0 | Same as RM17TG00 Same as RM17TG00 Same as RM17TG00 Same as RM17TG00
84873029_22.0 | Same as RM17TG00
84873029_23.0 | Same as RM17TG00 ¦ ,Generic immunity standard, Same as RM17TG00 ¦ IEC61000-4-2,Electrostatic discharge, Same as RM17TG00 ¦ IEC61000-4-3,Radiated RF & electromagnetic field, Same as RM17TG00 ¦ IEC61000-4-4,Fast transient / burst, Same as RM17TG00 ¦ IEC61000-4-5,Surge, Same as RM17TG00 ¦ IEC61000-4-6,Conducted RF disturbance, Same as RM17TG00 ¦ IEC61000-4-8,Power frequency magnetic field, Same as RM17TG00 ¦ IEC61000-4-11,Voltage dips, short interruption & variations on power line, Same as RM17TG00 ¦ IEC61000-4-18,1 MHz oscillation wave, Same as RM17TG00 ¦ IEC61000-4-29,DC voltage interruption, Same as RM17TG00 ¦ IEC61000-4-13,Low frequency harmonics, Same as RM17TG00 ¦ Germanisher Lloyd,Conducted low frequency interference (harmonics), Same as RM17TG00 ¦ ,Generic emission standard, Same as RM17TG00 ¦ EN55022 / CISPR22,Radiated RF & electromagnetic field (IT equiment), Same as RM17TG00 ¦ EN55011 / CISPR11,Radiated RF & electromagnetic field (Medical equiment), Same as RM17TG00 ¦ Germanisher Lloyd,Radiated emission from enclosure port, Same as RM17TG00 ¦ EN55022 / CISPR22,Conducted RF emission on power line (IT equiment), Same as RM17TG00 ¦ EN55011 / CISPR11,Conducted RF emission on power line (Medical equiment), Same as RM17TG00 ¦ Germanisher Lloyd,Conducted emission,
84873029_24.0 | Same as RM17TG00 ¦ ,Phase cut, Same as RM17TG00 ¦ ,Phase sequence, Same as RM17TG00 ¦ ,Over / undervoltage (symmetry windows mode), Same as RM17TG00 ¦ ,Over voltage, Same as RM17TG00 ¦ ,Undervoltage , Same as RM17TG00 ¦ ,Phase asymmetry, Same as RM17TG00 ¦ ,Disconnection of neutral, Same as RM17TG00 ¦ ,Voltage Regeneration, Same as RM17TG00 ¦ ,Extreme undervoltage (Phase loss), Same as RM17TG00 ¦ ,Extreme Overvoltage, Same as RM17TG00 ¦ ,Extreme Asymmetry,
84873029_25.0 | Same as RM17TG00 ¦ ,Rated frequency, Same as RM17TG00 ¦ ,Frequency operating range,
84873029_26.0 | Same as RM17TG00 ¦ ,Input nominal voltage selection,
84873029_27.0 | Same as RM17TG00 ¦ ,Input terminal,
84873029_28.0 | Same as RM17TG00 ¦ ,Internal input resistance,
84873029_29.0 | Same as RM17TG00 ¦ IEC60529,Terminal Block, Same as RM17TG00 ¦ IEC60529,Housing, Same as RM17TG00 ¦ IEC60529,Front Panel,
84873029_298.0 | Same as RM17TG00
84873029_3.0 | Same as RM17TG00 ¦ ,Width,
84873029_30.0 | Same as RM17TG00 Same as RM17TG00 ¦ ,Power supply availability, Same as RM17TG00 ¦ ,Power supply not availability, Same as RM17TG00 ¦ ,Timing in-progress, Same as RM17TG00 ¦ ,Output is energized, Same as RM17TG00 ¦ ,Output is de-energized, Same as RM17TG00 ¦ ,Range Setting Changes, Same as RM17TG00 ¦ ,Phase Cut, Same as RM17TG00 ¦ ,Phase Sequence Swap, Same as RM17TG00 ¦ ,Undervoltage <U, Same as RM17TG00 ¦ ,Overvoltage >U, Same as RM17TG00 ¦ ,Phase Asymmetry, Same as RM17TG00 ¦ ,Voltage Regeneration, Same as RM17TG00 ¦ ,Extreme Undervoltage <U (Phase loss), Same as RM17TG00 ¦ ,Extreme Overvoltage >U, Same as RM17TG00 ¦ ,Extreme Phase Asymmetry,
84873029_31.0 | UL, CSA, CCC, CE, China ROHS
84873029_32.0 | UL, CSA, CCC, CE, China ROHS
84873029_33.0 | Same as RM17TG00 ¦ IEC60068-2-30,Damp heat,XX
84873029_34.0 | Same as RM17TG00 ¦ ,through Un power reset, Same as RM17TG00 ¦ ,through front panel reset, Same as RM17TG00 ¦ ,through input control reset,
84873029_35.0 | Same as RM17TG00 ¦ ,on crossing the threshold, Same as RM17TG00 Same as RM17TG00 Same as RM17TG00 Same as RM17TG00
84873029_36.0 | Same as RM17TG00 ¦ IEC60068-3-3
84873029_37.0 | Same as RM17TG00 ¦ IEC60068-2-27
84873029_38.0 | Same as RM17TG00 Same as RM17TG00
84873029_39.0 | Same as RM17TG00
84873029_4.0 | Same as RM17TG00 ¦ IEC60255-27,Supply / Input 1, Same as RM17TG00 ¦ IEC60255-27,Supply / Input 2, Same as RM17TG00 ¦ IEC60255-27,Supply / Input 3, Same as RM17TG00 ¦ IEC60255-27,Supply / Output 1, Same as RM17TG00 ¦ IEC60255-27,Supply / Output 2, Same as RM17TG00 ¦ IEC60255-27,Output 1 / Output 2, Same as RM17TG00 ¦ IEC60255-27,Input 1 / Output 1, Same as RM17TG00 ¦ IEC60255-27,Input 1 / Output 2, Same as RM17TG00 ¦ IEC60255-27,Input 2 / Output 1, Same as RM17TG00 ¦ IEC60255-27,Input 2 / Output 2, Same as RM17TG00 ¦ IEC60255-27,Input 3 / Output 1, Same as RM17TG00 ¦ IEC60255-27,Input 3 / Output 2, Same as RM17TG00 ¦ IEC60255-27,Input 1 / Input 2, Same as RM17TG00 ¦ IEC60255-27,Input 2 / Input 3, Same as RM17TG00 ¦ IEC60255-27,Input 1 / Input 3,
84873029_40.0 | Same as RM17TG00 ¦ IEC60664-1
84873029_41.0 | 8A ¦ IEC60947-5-1
84873029_42.0 | Same as RM17TG00 ¦ IEC60947-1,Tightening torque,
84873029_43.0 | Same as RM17TG00 ¦ IEC60068-2-6
84873029_44.0 | Same as RM17TG00 ¦ ,Setting accuracy,
84873029_45.0 | Same as RM17TG00
84873029_46.0 | Same as RM17TG00 ¦ ,Repeat accuracy (constant parameters),
84873029_47.0 | Same as RM17TG00
84873029_48.0 | Same as RM17TG00 ¦ ,MTTF, Same as RM17TG00 ¦ ,B10,
84873029_49.0 | 8A ¦ IEC60947-5-1,Relay Output by external fuse, Same as RM17TG00 ¦ IEC62314,Solid State Output by external fuse,
84873029_5.0 | Same as RM17TG00
84873029_50.0 | Same as RM17TG00 ¦ ,In relation to normal vertical mounting plane,
84873029_51.0 | Same as RM17TG00 ¦ IEC/EN 60715,Without socket, Same as RM17TG00 ¦ IEC/EN 60715,With socket,
84873029_53.0 | Same as RM17TG00
84873029_54.0 | Same as RM17TG00
84873029_55.0 | Same as RM17TG00 ¦ IEC60664-1
84873029_58.0 | Same as RM17TG00 ¦ ,Maximum measuring cycles,
84873029_59.0 | Same as RM17TG00 ¦ ,Maximum switching voltage, 8A ¦ ,Maximum switching current, Same as RM17TG00 ¦ ,Maximum switching capacity,
84873029_6.0 | NO: 250VAC/8A, 75k cycles NO: 250VAC/5A, 100k cycles ¦ IEC60947-4-1,AC-1, Same as RM17TG00 ¦ IEC60947-4-1,DC-1, Same as RM17TG00 ¦ IEC60947-5-1,AC-15, Same as RM17TG00 ¦ IEC60947-5-1,DC-13,
84873029_60.0 | Same as RM17TG00 ¦ IEC60947-5-4,Minimum switching voltage, Same as RM17TG00 ¦ IEC60947-5-4,Minimum switching current, Same as RM17TG00 ¦ IEC60947-5-4,Minimum switching capacity,
84873029_61.0 | Same as RM17TG00 ¦ ,Horizontal, Same as RM17TG00 ¦ ,Vertical,
84873029_62.0 | Same as RM17TG00
84873029_63.0 | Same as RM17TG00 ¦ ,R1 (11-12-14), Same as RM17TG00 ¦ ,R2 (21-22-24),
84873029_64.0 | Same as RM17TG00
84873029_65.0 | Same as RM17TG00
84873029_66.0 | Same as RM17TG00 ¦ ,permissible input overload,
84873029_67.0 | Same as RM17TG00
84873029_68.0 | Same as RM17TG00 ¦ ,"OFF" delay, Same as RM17TG00 ¦ ,"ON" delay, Same as RM17TG00 ¦ ,Inhibition,
84873029_69.0 | Same as RM17TG00 ¦ ,Phase cut, Same as RM17TG00 ¦ ,Phase sequence, Same as RM17TG00 ¦ ,Over / undervoltage (symmetry windows mode), Same as RM17TG00 ¦ ,Over voltage, Same as RM17TG00 ¦ ,Undervoltage , Same as RM17TG00 ¦ ,Phase asymmetry, Same as RM17TG00 ¦ ,Disconnection of neutral, Same as RM17TG00 ¦ ,Voltage Regeneration, Same as RM17TG00 ¦ ,Extreme undervoltage (Phase loss), Same as RM17TG00 ¦ ,Extreme Overvoltage, Same as RM17TG00 ¦ ,Extreme Asymmetry,
84873029_7.0 | Same as RM17TG00 ¦ IEC60664-1,Supply, Same as RM17TG00 ¦ IEC60664-1,Input 1, Same as RM17TG00 ¦ IEC60664-1,Input 2, Same as RM17TG00 ¦ IEC60664-1,Input 3, Same as RM17TG00 ¦ IEC60664-1,Output 1, Same as RM17TG00 ¦ IEC60664-1,Output 2, Same as RM17TG00 ¦ IEC60664-1,Supply / Input 1,Galvanic Same as RM17TG00 ¦ IEC60664-1,Supply / Input 2,Isolated Same as RM17TG00 ¦ IEC60664-1,Supply / Input 3,Circuit Same as RM17TG00 ¦ IEC60664-1,Supply / Output 1, Same as RM17TG00 ¦ IEC60664-1,Supply / Output 2, Same as RM17TG00 ¦ IEC60664-1,Output 1 / Output 2, Same as RM17TG00 ¦ IEC60664-1,Input 1 / Output 1, Same as RM17TG00 ¦ IEC60664-1,Input 1 / Output 2, Same as RM17TG00 ¦ IEC60664-1,Input 2 / Output 1, Same as RM17TG00 ¦ IEC60664-1,Input 2 / Output 2, Same as RM17TG00 ¦ IEC60664-1,Input 3 / Output 1, Same as RM17TG00 ¦ IEC60664-1,Input 3 / Output 2, Same as RM17TG00 ¦ IEC60664-1,Input 1 / Input 2, Same as RM17TG00 ¦ IEC60664-1,Input 2 / Input 3, Same as RM17TG00 ¦ IEC60664-1,Input 1 / Input 3,
84873029_70.0 | Same as RM17TG00 Same as RM17TG00
84873029_71.0 | Same as RM17TG00 ¦ ,Measurement error with supply voltage variation, Same as RM17TG00 ¦ ,Measurement error with temperature variation,
84873029_77.0 | 8A ¦ IEC61810-1,Rated switching current,
84873029_78.0 | Same as RM17TG00 ¦ IEC61810-1,Rated switching voltage,
84873029_8.0 | Same as RM17TG00 ¦ IEC60664-1,Supply, Same as RM17TG00 ¦ IEC60664-1,Input 1, Same as RM17TG00 ¦ IEC60664-1,Input 2, Same as RM17TG00 ¦ IEC60664-1,Input 3, Same as RM17TG00 ¦ IEC60664-1,Output 1, Same as RM17TG00 ¦ IEC60664-1,Output 2, Same as RM17TG00 ¦ IEC60664-1,Supply / Input 1,Galvanic Same as RM17TG00 ¦ IEC60664-1,Supply / Input 2,Isolated Same as RM17TG00 ¦ IEC60664-1,Supply / Input 3,Circuit Same as RM17TG00 ¦ IEC60664-1,Supply / Output 1, Same as RM17TG00 ¦ IEC60664-1,Supply / Output 2, Same as RM17TG00 ¦ IEC60664-1,Output 1 / Output 2, Same as RM17TG00 ¦ IEC60664-1,Input 1 / Output 1, Same as RM17TG00 ¦ IEC60664-1,Input 1 / Output 2, Same as RM17TG00 ¦ IEC60664-1,Input 2 / Output 1, Same as RM17TG00 ¦ IEC60664-1,Input 2 / Output 2, Same as RM17TG00 ¦ IEC60664-1,Input 3 / Output 1, Same as RM17TG00 ¦ IEC60664-1,Input 3 / Output 2, Same as RM17TG00 ¦ IEC60664-1,Input 1 / Input 2, Same as RM17TG00 ¦ IEC60664-1,Input 2 / Input 3, Same as RM17TG00 ¦ IEC60664-1,Input 1 / Input 3,
84873029_81.0 | Same as RM17TG00 ¦ ,Phase lost , Same as RM17TG00 ¦ ,Phase sequence, Same as RM17TG00 ¦ ,Over / undervoltage (symmetry windows mode), Same as RM17TG00 ¦ ,Over voltage, Same as RM17TG00 ¦ ,Undervoltage , Same as RM17TG00 ¦ ,Phase asymmetry, Same as RM17TG00 ¦ ,Disconnection of neutral, Same as RM17TG00 ¦ ,Voltage Regeneration, Same as RM17TG00 ¦ ,Extreme undervoltage, Same as RM17TG00 ¦ ,Extreme overvoltage, Same as RM17TG00 ¦ ,Extreme asymmetry,
84873029_9.0 | Same as RM17TG00 ¦ IEC61810-1
84873029_92.0 | Same as RM17TG00 ¦ IEC62314,Only for solid state output,
84873029_93.0 | Same as RM17TG00 ¦ IEC62314,Only for solid state output,
84873029_94.0 | Same as RM17TG00 ¦ ,Measurement method,
84873029_95.0 | Same as RM17TG00 ¦ ,Phase lost , Same as RM17TG00 ¦ ,Phase sequence, Same as RM17TG00 ¦ ,Over / undervoltage (symmetry windows mode), Same as RM17TG00 ¦ ,Over voltage, Same as RM17TG00 ¦ ,Undervoltage , Same as RM17TG00 ¦ ,Phase asymmetry, Same as RM17TG00 ¦ ,Disconnection of neutral, Same as RM17TG00 ¦ ,Voltage Regeneration, Same as RM17TG00 ¦ ,Extreme undervoltage, Same as RM17TG00 ¦ ,Extreme Overvoltage, Same as RM17TG00 ¦ ,Extreme Asymmetry,
84873029_96.0 | Same as RM17TG00 ¦ ,"OFF" delay, Same as RM17TG00 ¦ ,"ON" delay, Same as RM17TG00 ¦ ,Inhibition,
84873034 | Same as RM17TG20 ¦ IEC60721-3-3,Climatic category, Same as RM17TG20 ¦ Germanisher Lloyd,Environmental category, - ¦ IEC60947-5-1,Cyclic Damp Heat Test, Same as RM17TG20 ¦ ,Supply,Rated Same as RM17TG20 ¦ ,Input 1,Voltage Same as RM17TG20 ¦ ,Input 2,Spec Same as RM17TG20 ¦ ,Input 3, Same as RM17TG20 ¦ ,Output 1, Same as RM17TG20 ¦ ,Output 2, Same as RM17TG20 ¦ ,Measurement mode, Same as RM17TG20 Same as RM17TG20 Same as RM17TG20 Same as RM17TG20 Same as RM17TG20 ¦ ,MTTFd, Same as RM17TG20 ¦ ,B10d, Drawing / Diagram
84873034 (Catch-Up Juret - Actual) | Not specified ¦ IEC60721-3-3,Climatic category, Germanisher Lloyd,Environmental category, Not specified ¦ IEC60947-5-1,Cyclic Damp Heat Test, Supply,Rated Input 1,Voltage Input 2,Spec Input 3, Output 1, Output 2, Resistive Voltage Step Down ¦ ,Measurement mode, MTTFd, B10d,
84873034 (Catch-Up Juret - Actual)_1.0 | Depth,
84873034 (Catch-Up Juret - Actual)_10.0 | =< 650
84873034 (Catch-Up Juret - Actual)_11.0 | ~ 3 x 208…3 x 480 ~ 3 x 183…3 x 528
84873034 (Catch-Up Juret - Actual)_12.0 | -20…+50 ¦ ,Operation,
84873034 (Catch-Up Juret - Actual)_13.0 | -30…+70 ¦ ,Storage,
84873034 (Catch-Up Juret - Actual)_14.0 | IEC60068-2-29
84873034 (Catch-Up Juret - Actual)_15.0 | Not specified ¦ ,Cable stripping length,
84873034 (Catch-Up Juret - Actual)_16.0 | Supply,Terminal Input 1, Input 2, Input 3, Output 1, Output 2,
84873034 (Catch-Up Juret - Actual)_17.0 | 1 conductor:0.5…4 (AWG20…AWG11) 2 conductor:0.5…2.5 (AWG20…AWG14) ¦ IEC60947-1,Solid cable without cable end (screw terminal), 1 conductor:0.2…2.5 (AWG24…AWG12) 2 conductor:0.2…1.5 (AWG24…AWG16) ¦ IEC60947-1,Flexible cable with cable end (screw terminal), - ¦ IEC60947-1,Solid cable (spring terminal), - ¦ IEC60947-1,Flexible cable (spring terminal),
84873034 (Catch-Up Juret - Actual)_18.0 | Cadmium free
84873034 (Catch-Up Juret - Actual)_19.0
84873034 (Catch-Up Juret - Actual)_2.0 | Height,
84873034 (Catch-Up Juret - Actual)_20.0 | IEC60255-27,Supply / Input 1, IEC60255-27,Supply / Input 2, IEC60255-27,Supply / Input 3, IEC60255-27,Supply / Output 1, IEC60255-27,Supply / Output 2, IEC60255-27,Output 1 / Output 2, IEC60255-27,Input 1 / Output 1, IEC60255-27,Input 1 / Output 2, IEC60255-27,Input 2 / Output 1, IEC60255-27,Input 2 / Output 2, IEC60255-27,Input 3 / Output 1, IEC60255-27,Input 3 / Output 2, IEC60255-27,Input 1 / Input 2, IEC60255-27,Input 2 / Input 3, IEC60255-27,Input 1 / Input 3,
84873034 (Catch-Up Juret - Actual)_21.0 | EN60255-1, IEC60255-1 No 73/23/EEC + 93/68/EEC No 89/336/EEC + 92/31/EEC + 93/68/EEC 2002/95/EC
84873034 (Catch-Up Juret - Actual)_22.0 | Not specified
84873034 (Catch-Up Juret - Actual)_23.0 | IEC61000-6-1, IEC 61000-6-2 ¦ ,Generic immunity standard, Level III (Contact : 6kV / Air : 8kV) ¦ IEC61000-4-2,Electrostatic discharge, Level I (10V/m: 2.0GHz to 2.7GHz) Level II (10V/m: 1.4 GHz to 2.0GHz) Level III (10V/m : 80MHz to 1GHz) ¦ IEC61000-4-3,Radiated RF & electromagnetic field, Level III (Supply: 2kV, 5kHx / 100kHz) (I/O: 2kV, 5kHx / 100kHz) ¦ IEC61000-4-4,Fast transient / burst, Level III (Supply:CM: 2kV, DM: 1KV) (I/O:CM: 0.5kV, DM: 0.5KV) ¦ IEC61000-4-5,Surge, Level III (10Vrms : 0.15MHz to 80MHz) (10Vrms : 80MHz to 230MHz) ¦ IEC61000-4-6,Conducted RF disturbance, - ¦ IEC61000-4-8,Power frequency magnetic field, - ¦ IEC61000-4-11,Voltage dips, short interruption & variations on power line, Level III (Supply:CM: 2.5kV, DM: 1KV) (I/O:CM: 2.5kV, DM: 1KV) ¦ IEC61000-4-18,1 MHz oscillation wave, 0 % residual voltage, 5ms 0 % residual voltage, 10ms 0 % residual voltage, 20ms 0 % residual voltage, 50ms 0 % residual voltage, 100ms 0 % residual voltage, 200ms ¦ IEC61000-4-29,DC voltage interruption, - ¦ IEC61000-4-13,Low frequency harmonics, DC Supply : 50 Hz to 10 kHz, 3Vrms (Max 2W) AC Supply : 1st…200th harmonics, Max 2W ¦ Germanisher Lloyd,Conducted low frequency interference (harmonics), IEC61000-6-3, IEC 61000-6-4 ¦ ,Generic emission standard, - ¦ EN55022 / CISPR22,Radiated RF & electromagnetic field (IT equiment), Class B, Group 2 ¦ EN55011 / CISPR11,Radiated RF & electromagnetic field (Medical equiment), EMC 2 ¦ Germanisher Lloyd,Radiated emission from enclosure port, - ¦ EN55022 / CISPR22,Conducted RF emission on power line (IT equiment), Class B, Group 2 ¦ EN55011 / CISPR11,Conducted RF emission on power line (Medical equiment), EMC 2 ¦ Germanisher Lloyd,Conducted emission,
84873034 (Catch-Up Juret - Actual)_24.0 | - ¦ ,Phase cut, (L2-L1) leads (L3-L1) >=15o or (L2-L1) leads (L3-L1) =< 135o ¦ ,Phase sequence, - ¦ ,Over / undervoltage (symmetry windows mode), - ¦ ,Over voltage, - ¦ ,Undervoltage , - ¦ ,Phase asymmetry, Disconnection of neutral, Voltage Regeneration, Extreme undervoltage (Phase loss), Extreme Overvoltage, Extreme Asymmetry,
84873034 (Catch-Up Juret - Actual)_25.0 | 50 / 60 ¦ ,Rated frequency, 45…66 ¦ ,Frequency operating range,
84873034 (Catch-Up Juret - Actual)_26.0 | Fixed @ ~ 3 x 183…3 x 528 ¦ ,Input nominal voltage selection,
84873034 (Catch-Up Juret - Actual)_27.0 | L1-L2-L3 ¦ ,Input terminal,
84873034 (Catch-Up Juret - Actual)_28.0 | Not specified ¦ ,Internal input resistance,
84873034 (Catch-Up Juret - Actual)_29.0 | IP20 ¦ IEC60529,Terminal Block, IP40 ¦ IEC60529,Housing, IP40 ¦ IEC60529,Front Panel,
84873034 (Catch-Up Juret - Actual)_298.0 | ?
84873034 (Catch-Up Juret - Actual)_3.0 | 22.5 x 90 x 73 ¦ ,Width,
84873034 (Catch-Up Juret - Actual)_30.0 | Power supply availability, Power supply not availability, Timing in-progress, Output is energized, Output is de-energized, Range Setting Changes, Phase Cut, Phase Sequence Swap, Undervoltage <U, Overvoltage >U, Phase Asymmetry, Voltage Regeneration, Extreme Undervoltage <U (Phase loss), Extreme Overvoltage >U, Extreme Phase Asymmetry,
84873034 (Catch-Up Juret - Actual)_31.0 | UL, CSA, CE, EAC
84873034 (Catch-Up Juret - Actual)_32.0 | UL, CSA, CE, EAC
84873034 (Catch-Up Juret - Actual)_33.0 | 6 cycles 24h ; +25°C +55°C ; RH: 93%..97% ¦ IEC60068-2-30,Damp heat,XX
84873034 (Catch-Up Juret - Actual)_34.0 | - ¦ ,through Un power reset, through front panel reset, through input control reset,
84873034 (Catch-Up Juret - Actual)_35.0 | =< 300 ¦ ,on crossing the threshold,
84873034 (Catch-Up Juret - Actual)_36.0 | IEC60068-3-3
84873034 (Catch-Up Juret - Actual)_37.0 | 15gn - 11ms ¦ IEC60068-2-27
84873034 (Catch-Up Juret - Actual)_38.0 | 50 / 60 45…66
84873034 (Catch-Up Juret - Actual)_39.0 | L1-L3
84873034 (Catch-Up Juret - Actual)_4.0 | IEC60255-27,Supply / Input 1, IEC60255-27,Supply / Input 2, IEC60255-27,Supply / Input 3, IEC60255-27,Supply / Output 1, IEC60255-27,Supply / Output 2, IEC60255-27,Output 1 / Output 2, IEC60255-27,Input 1 / Output 1, IEC60255-27,Input 1 / Output 2, IEC60255-27,Input 2 / Output 1, IEC60255-27,Input 2 / Output 2, IEC60255-27,Input 3 / Output 1, IEC60255-27,Input 3 / Output 2, IEC60255-27,Input 1 / Input 2, IEC60255-27,Input 2 / Input 3, IEC60255-27,Input 1 / Input 3,
84873034 (Catch-Up Juret - Actual)_40.0 | IEC60664-1
84873034 (Catch-Up Juret - Actual)_41.0 | IEC60947-5-1
84873034 (Catch-Up Juret - Actual)_42.0 | 0.6…1.0 ¦ IEC60947-1,Tightening torque,
84873034 (Catch-Up Juret - Actual)_43.0 | ±0.35mm from 5Hz…57.6Hz 1g from 57.6Hz..150Hz ¦ IEC60068-2-6
84873034 (Catch-Up Juret - Actual)_44.0 | - ¦ ,Setting accuracy,
84873034 (Catch-Up Juret - Actual)_45.0 | -
84873034 (Catch-Up Juret - Actual)_46.0 | +/- 0.5% ¦ ,Repeat accuracy (constant parameters),
84873034 (Catch-Up Juret - Actual)_47.0 | -
84873034 (Catch-Up Juret - Actual)_48.0 | MTTF, B10,
84873034 (Catch-Up Juret - Actual)_49.0 | IEC60947-5-1,Relay Output by external fuse, IEC62314,Solid State Output by external fuse,
84873034 (Catch-Up Juret - Actual)_5.0 | 10
84873034 (Catch-Up Juret - Actual)_50.0 | Any position ¦ ,In relation to normal vertical mounting plane,
84873034 (Catch-Up Juret - Actual)_51.0 | On 35 mm DIN rail ¦ IEC/EN 60715,Without socket, - ¦ IEC/EN 60715,With socket,
84873034 (Catch-Up Juret - Actual)_53.0 | 11-12-14, 21-22-24
84873034 (Catch-Up Juret - Actual)_54.0 | 2 x C/O relay contacts
84873034 (Catch-Up Juret - Actual)_55.0 | IEC60664-1
84873034 (Catch-Up Juret - Actual)_58.0 | Not specified ¦ ,Maximum measuring cycles,
84873034 (Catch-Up Juret - Actual)_59.0 | ~ 250 ¦ ,Maximum switching voltage, 8 ¦ ,Maximum switching current, 2000 ¦ ,Maximum switching capacity,
84873034 (Catch-Up Juret - Actual)_6.0 | 1 x 104 switching cycles ¦ IEC60947-4-1,AC-1, IEC60947-4-1,DC-1, IEC60947-5-1,AC-15, IEC60947-5-1,DC-13,
84873034 (Catch-Up Juret - Actual)_60.0 | 5 ¦ IEC60947-5-4,Minimum switching voltage, 10 ¦ IEC60947-5-4,Minimum switching current, 50 ¦ IEC60947-5-4,Minimum switching capacity,
84873034 (Catch-Up Juret - Actual)_61.0 | Not specified ¦ ,Horizontal, Not specified ¦ ,Vertical,
84873034 (Catch-Up Juret - Actual)_62.0
84873034 (Catch-Up Juret - Actual)_63.0 | Energized on fault-free ¦ ,R1 (11-12-14), R2 (21-22-24),
84873034 (Catch-Up Juret - Actual)_64.0
84873034 (Catch-Up Juret - Actual)_65.0
84873034 (Catch-Up Juret - Actual)_66.0 | Not specified ¦ ,permissible input overload,
84873034 (Catch-Up Juret - Actual)_67.0 | 25
84873034 (Catch-Up Juret - Actual)_68.0 | - ¦ ,"OFF" delay, - ¦ ,"ON" delay, - ¦ ,Inhibition,
84873034 (Catch-Up Juret - Actual)_69.0 | (L2-L1) or (L3-L1) or (L2-L3) < 100 ¦ ,Phase cut, (L2-L1) leads (L3-L1) < 10o or (L2-L1) leads (L3-L1) > 150o ¦ ,Phase sequence, - ¦ ,Over / undervoltage (symmetry windows mode), - ¦ ,Over voltage, - ¦ ,Undervoltage , - ¦ ,Phase asymmetry, Disconnection of neutral, Voltage Regeneration, Extreme undervoltage (Phase loss), Extreme Overvoltage, Extreme Asymmetry,
84873034 (Catch-Up Juret - Actual)_7.0 | IEC60664-1,Supply, IEC60664-1,Input 1, IEC60664-1,Input 2, IEC60664-1,Input 3, IEC60664-1,Output 1, IEC60664-1,Output 2, IEC60664-1,Supply / Input 1,Galvanic IEC60664-1,Supply / Input 2,Isolated IEC60664-1,Supply / Input 3,Circuit IEC60664-1,Supply / Output 1, IEC60664-1,Supply / Output 2, IEC60664-1,Output 1 / Output 2, IEC60664-1,Input 1 / Output 1, IEC60664-1,Input 1 / Output 2, IEC60664-1,Input 2 / Output 1, IEC60664-1,Input 2 / Output 2, IEC60664-1,Input 3 / Output 1, IEC60664-1,Input 3 / Output 2, IEC60664-1,Input 1 / Input 2, IEC60664-1,Input 2 / Input 3, IEC60664-1,Input 1 / Input 3,
84873034 (Catch-Up Juret - Actual)_70.0 | - -
84873034 (Catch-Up Juret - Actual)_71.0 | < 1% over whole range ¦ ,Measurement error with supply voltage variation, 0.05% / oC ¦ ,Measurement error with temperature variation,
84873034 (Catch-Up Juret - Actual)_77.0 | IEC61810-1,Rated switching current,
84873034 (Catch-Up Juret - Actual)_78.0 | IEC61810-1,Rated switching voltage,
84873034 (Catch-Up Juret - Actual)_8.0 | IEC60664-1,Supply, IEC60664-1,Input 1, IEC60664-1,Input 2, IEC60664-1,Input 3, IEC60664-1,Output 1, IEC60664-1,Output 2, IEC60664-1,Supply / Input 1,Galvanic IEC60664-1,Supply / Input 2,Isolated IEC60664-1,Supply / Input 3,Circuit IEC60664-1,Supply / Output 1, IEC60664-1,Supply / Output 2, IEC60664-1,Output 1 / Output 2, IEC60664-1,Input 1 / Output 1, IEC60664-1,Input 1 / Output 2, IEC60664-1,Input 2 / Output 1, IEC60664-1,Input 2 / Output 2, IEC60664-1,Input 3 / Output 1, IEC60664-1,Input 3 / Output 2, IEC60664-1,Input 1 / Input 2, IEC60664-1,Input 2 / Input 3, IEC60664-1,Input 1 / Input 3,
84873034 (Catch-Up Juret - Actual)_81.0 | · ¦ ,Phase lost , · ¦ ,Phase sequence, - ¦ ,Over / undervoltage (symmetry windows mode), - ¦ ,Over voltage, - ¦ ,Undervoltage , - ¦ ,Phase asymmetry, - ¦ ,Disconnection of neutral, - ¦ ,Voltage Regeneration, Extreme undervoltage, Extreme overvoltage, Extreme asymmetry,
84873034 (Catch-Up Juret - Actual)_9.0 | 30 x 106 switching cycles ¦ IEC61810-1
84873034 (Catch-Up Juret - Actual)_92.0 | IEC62314,Only for solid state output,
84873034 (Catch-Up Juret - Actual)_93.0 | IEC62314,Only for solid state output,
84873034 (Catch-Up Juret - Actual)_94.0 | Not specified ¦ ,Measurement method,
84873034 (Catch-Up Juret - Actual)_95.0 | Fixed value ¦ ,Phase lost , Fixed value ¦ ,Phase sequence, - ¦ ,Over / undervoltage (symmetry windows mode), - ¦ ,Over voltage, - ¦ ,Undervoltage , - ¦ ,Phase asymmetry, Disconnection of neutral, Voltage Regeneration, Extreme undervoltage, Extreme Overvoltage, Extreme Asymmetry,
84873034 (Catch-Up Juret - Actual)_96.0 | - ¦ ,"OFF" delay, - ¦ ,"ON" delay, - ¦ ,Inhibition,
84873034 (Catch-Up Juret - For Crouzet) | Not specified ¦ IEC60721-3-3,Climatic category, Germanisher Lloyd,Environmental category, Not specified ¦ IEC60947-5-1,Cyclic Damp Heat Test, Supply,Rated Input 1,Voltage Input 2,Spec Input 3, Output 1, Output 2, Resistive Voltage Step Down ¦ ,Measurement mode, MTTFd, B10d,
84873034 (Catch-Up Juret - For Crouzet)_1.0 | Depth,
84873034 (Catch-Up Juret - For Crouzet)_10.0 | =< 650
84873034 (Catch-Up Juret - For Crouzet)_11.0 | ~ 3 x 230…3 x 440 ~ 3 x 207…3 x 484
84873034 (Catch-Up Juret - For Crouzet)_12.0 | -20…+50 ¦ ,Operation,
84873034 (Catch-Up Juret - For Crouzet)_13.0 | -30…+70 ¦ ,Storage,
84873034 (Catch-Up Juret - For Crouzet)_14.0 | IEC60068-2-29
84873034 (Catch-Up Juret - For Crouzet)_15.0 | Not specified ¦ ,Cable stripping length,
84873034 (Catch-Up Juret - For Crouzet)_16.0 | Supply,Terminal Input 1, Input 2, Input 3, Output 1, Output 2,
84873034 (Catch-Up Juret - For Crouzet)_17.0 | 1 conductor:0.5…4 2 conductor:0.5…2.5 ¦ IEC60947-1,Solid cable without cable end (screw terminal), 1 conductor:0.2…2.5 2 conductor:0.2…1.5 ¦ IEC60947-1,Flexible cable with cable end (screw terminal), - ¦ IEC60947-1,Solid cable (spring terminal), - ¦ IEC60947-1,Flexible cable (spring terminal),
84873034 (Catch-Up Juret - For Crouzet)_18.0 | Cadmium free
84873034 (Catch-Up Juret - For Crouzet)_19.0
84873034 (Catch-Up Juret - For Crouzet)_2.0 | Height,
84873034 (Catch-Up Juret - For Crouzet)_20.0 | IEC60255-27,Supply / Input 1, IEC60255-27,Supply / Input 2, IEC60255-27,Supply / Input 3, IEC60255-27,Supply / Output 1, IEC60255-27,Supply / Output 2, IEC60255-27,Output 1 / Output 2, IEC60255-27,Input 1 / Output 1, IEC60255-27,Input 1 / Output 2, IEC60255-27,Input 2 / Output 1, IEC60255-27,Input 2 / Output 2, IEC60255-27,Input 3 / Output 1, IEC60255-27,Input 3 / Output 2, IEC60255-27,Input 1 / Input 2, IEC60255-27,Input 2 / Input 3, IEC60255-27,Input 1 / Input 3,
84873034 (Catch-Up Juret - For Crouzet)_21.0 | EN60255-1, IEC60255-1 No 73/23/EEC + 93/68/EEC No 89/336/EEC + 92/31/EEC + 93/68/EEC 2002/95/EC
84873034 (Catch-Up Juret - For Crouzet)_22.0 | Not specified
84873034 (Catch-Up Juret - For Crouzet)_23.0 | IEC61000-6-2 ¦ ,Generic immunity standard, Level 3 (6kV / 8kV) ¦ IEC61000-4-2,Electrostatic discharge, Level 3 (10V/m) ¦ IEC61000-4-3,Radiated RF & electromagnetic field, Level 3 (2kV coupling / 4kV direct) ¦ IEC61000-4-4,Fast transient / burst, Level 3 (1kV phase-phase) ¦ IEC61000-4-5,Surge, Level 3 (10V) ¦ IEC61000-4-6,Conducted RF disturbance, - ¦ IEC61000-4-8,Power frequency magnetic field, Class 3 (0%, 40%, 70%, 80% of Us) ¦ IEC61000-4-11,Voltage dips, short interruption & variations on power line, - ¦ IEC61000-4-18,1 MHz oscillation wave, - ¦ IEC61000-4-29,DC voltage interruption, - ¦ IEC61000-4-13,Low frequency harmonics, · ¦ Germanisher Lloyd,Conducted low frequency interference (harmonics), IEC61000-6-3, IEC61000-6-4 ¦ ,Generic emission standard, Class B ¦ EN55022 / CISPR22,Radiated RF & electromagnetic field (IT equiment), Class B ¦ EN55011 / CISPR11,Radiated RF & electromagnetic field (Medical equiment), EMC 2 ¦ Germanisher Lloyd,Radiated emission from enclosure port, Class B ¦ EN55022 / CISPR22,Conducted RF emission on power line (IT equiment), Class B ¦ EN55011 / CISPR11,Conducted RF emission on power line (Medical equiment), EMC 2 ¦ Germanisher Lloyd,Conducted emission,
84873034 (Catch-Up Juret - For Crouzet)_24.0 | Not specified ¦ ,Phase cut, (L2-L1) leads (L3-L1) >=15o or (L2-L1) leads (L3-L1) =< 135o ¦ ,Phase sequence, - ¦ ,Over / undervoltage (symmetry windows mode), - ¦ ,Over voltage, - ¦ ,Undervoltage , - ¦ ,Phase asymmetry, Disconnection of neutral, Voltage Regeneration, Extreme undervoltage (Phase loss), Extreme Overvoltage, Extreme Asymmetry,
84873034 (Catch-Up Juret - For Crouzet)_25.0 | 50 / 60 ¦ ,Rated frequency, 49…61 ¦ ,Frequency operating range,
84873034 (Catch-Up Juret - For Crouzet)_26.0 | Fixed @ ~ 3 x 230…3 x 440 ¦ ,Input nominal voltage selection,
84873034 (Catch-Up Juret - For Crouzet)_27.0 | L1-L2-L3 ¦ ,Input terminal,
84873034 (Catch-Up Juret - For Crouzet)_28.0 | - ¦ ,Internal input resistance,
84873034 (Catch-Up Juret - For Crouzet)_29.0 | IP40 ¦ IEC60529,Terminal Block, IP20 ¦ IEC60529,Housing, Not specified ¦ IEC60529,Front Panel,
84873034 (Catch-Up Juret - For Crouzet)_298.0 | To be updated
84873034 (Catch-Up Juret - For Crouzet)_3.0 | 22.5 x 90 x 73 ¦ ,Width,
84873034 (Catch-Up Juret - For Crouzet)_30.0 | Power supply availability, Power supply not availability, Timing in-progress, Output is energized, Output is de-energized, Range Setting Changes, Phase Cut, Phase Sequence Swap, Undervoltage <U, Overvoltage >U, Phase Asymmetry, Voltage Regeneration, Extreme Undervoltage <U (Phase loss), Extreme Overvoltage >U, Extreme Phase Asymmetry,
84873034 (Catch-Up Juret - For Crouzet)_31.0 | UL, CSA, CE, EAC
84873034 (Catch-Up Juret - For Crouzet)_32.0 | UL, CSA, CE, EAC
84873034 (Catch-Up Juret - For Crouzet)_33.0 | 2 cycles 24h ;+25°C +55°C 95%HR ¦ IEC60068-2-30,Damp heat,XX
84873034 (Catch-Up Juret - For Crouzet)_34.0 | - ¦ ,through Un power reset, through front panel reset, through input control reset,
84873034 (Catch-Up Juret - For Crouzet)_35.0 | =< 300 ¦ ,on crossing the threshold,
84873034 (Catch-Up Juret - For Crouzet)_36.0 | IEC60068-3-3
84873034 (Catch-Up Juret - For Crouzet)_37.0 | 5 gn ¦ IEC60068-2-27
84873034 (Catch-Up Juret - For Crouzet)_38.0 | 50 / 60 49…61
84873034 (Catch-Up Juret - For Crouzet)_39.0 | L1-L3
84873034 (Catch-Up Juret - For Crouzet)_4.0 | IEC60255-27,Supply / Input 1, IEC60255-27,Supply / Input 2, IEC60255-27,Supply / Input 3, IEC60255-27,Supply / Output 1, IEC60255-27,Supply / Output 2, IEC60255-27,Output 1 / Output 2, IEC60255-27,Input 1 / Output 1, IEC60255-27,Input 1 / Output 2, IEC60255-27,Input 2 / Output 1, IEC60255-27,Input 2 / Output 2, IEC60255-27,Input 3 / Output 1, IEC60255-27,Input 3 / Output 2, IEC60255-27,Input 1 / Input 2, IEC60255-27,Input 2 / Input 3, IEC60255-27,Input 1 / Input 3,
84873034 (Catch-Up Juret - For Crouzet)_40.0 | IEC60664-1
84873034 (Catch-Up Juret - For Crouzet)_41.0 | - ¦ IEC60947-5-1
84873034 (Catch-Up Juret - For Crouzet)_42.0 | 0.6…1 ¦ IEC60947-1,Tightening torque,
84873034 (Catch-Up Juret - For Crouzet)_43.0 | 0.035mm from 10Hz…150Hz ¦ IEC60068-2-6
84873034 (Catch-Up Juret - For Crouzet)_44.0 | - ¦ ,Setting accuracy,
84873034 (Catch-Up Juret - For Crouzet)_45.0 | -
84873034 (Catch-Up Juret - For Crouzet)_46.0 | +/- 0.5% ¦ ,Repeat accuracy (constant parameters),
84873034 (Catch-Up Juret - For Crouzet)_47.0 | -
84873034 (Catch-Up Juret - For Crouzet)_48.0 | MTTF, B10,
84873034 (Catch-Up Juret - For Crouzet)_49.0 | - ¦ IEC60947-5-1,Relay Output by external fuse, - ¦ IEC62314,Solid State Output by external fuse,
84873034 (Catch-Up Juret - For Crouzet)_5.0
84873034 (Catch-Up Juret - For Crouzet)_50.0 | Any position ¦ ,In relation to normal vertical mounting plane,
84873034 (Catch-Up Juret - For Crouzet)_51.0 | On Top Hat 35mm DIN rail ¦ IEC/EN 60715,Without socket, - ¦ IEC/EN 60715,With socket,
84873034 (Catch-Up Juret - For Crouzet)_53.0 | 11-12-14, 21-22-24
84873034 (Catch-Up Juret - For Crouzet)_54.0 | 2 x C/O relay contacts
84873034 (Catch-Up Juret - For Crouzet)_55.0 | IEC60664-1
84873034 (Catch-Up Juret - For Crouzet)_58.0 | Not specified ¦ ,Maximum measuring cycles,
84873034 (Catch-Up Juret - For Crouzet)_59.0 | ~ 250 ¦ ,Maximum switching voltage, 8 ¦ ,Maximum switching current, 2000 ¦ ,Maximum switching capacity,
84873034 (Catch-Up Juret - For Crouzet)_6.0 | 1 x 104 switching cycles ¦ IEC60947-4-1,AC-1, IEC60947-4-1,DC-1, IEC60947-5-1,AC-15, IEC60947-5-1,DC-13,
84873034 (Catch-Up Juret - For Crouzet)_60.0 | 5 ¦ IEC60947-5-4,Minimum switching voltage, 10 ¦ IEC60947-5-4,Minimum switching current, 50 ¦ IEC60947-5-4,Minimum switching capacity,
84873034 (Catch-Up Juret - For Crouzet)_61.0 | Not specified ¦ ,Horizontal, Not specified ¦ ,Vertical,
84873034 (Catch-Up Juret - For Crouzet)_62.0 | Not specified
84873034 (Catch-Up Juret - For Crouzet)_63.0 | Energized on fault-free ¦ ,R1 (11-12-14), - ¦ ,R2 (21-22-24),
84873034 (Catch-Up Juret - For Crouzet)_64.0
84873034 (Catch-Up Juret - For Crouzet)_65.0 | Not specified
84873034 (Catch-Up Juret - For Crouzet)_66.0 | Not specified ¦ ,permissible input overload,
84873034 (Catch-Up Juret - For Crouzet)_67.0 | 25
84873034 (Catch-Up Juret - For Crouzet)_68.0 | - ¦ ,"OFF" delay, - ¦ ,"ON" delay, - ¦ ,Inhibition,
84873034 (Catch-Up Juret - For Crouzet)_69.0 | (L2-L1) or (L3-L1) or (L2-L3) < 100 ¦ ,Phase cut, (L2-L1) leads (L3-L1) < 10o or (L2-L1) leads (L3-L1) > 150o ¦ ,Phase sequence, - ¦ ,Over / undervoltage (symmetry windows mode), - ¦ ,Over voltage, - ¦ ,Undervoltage , - ¦ ,Phase asymmetry, Disconnection of neutral, Voltage Regeneration, Extreme undervoltage (Phase loss), Extreme Overvoltage, Extreme Asymmetry,
84873034 (Catch-Up Juret - For Crouzet)_7.0 | IEC60664-1,Supply, IEC60664-1,Input 1, IEC60664-1,Input 2, IEC60664-1,Input 3, IEC60664-1,Output 1, IEC60664-1,Output 2, IEC60664-1,Supply / Input 1,Galvanic IEC60664-1,Supply / Input 2,Isolated IEC60664-1,Supply / Input 3,Circuit IEC60664-1,Supply / Output 1, IEC60664-1,Supply / Output 2, IEC60664-1,Output 1 / Output 2, IEC60664-1,Input 1 / Output 1, IEC60664-1,Input 1 / Output 2, IEC60664-1,Input 2 / Output 1, IEC60664-1,Input 2 / Output 2, IEC60664-1,Input 3 / Output 1, IEC60664-1,Input 3 / Output 2, IEC60664-1,Input 1 / Input 2, IEC60664-1,Input 2 / Input 3, IEC60664-1,Input 1 / Input 3,
84873034 (Catch-Up Juret - For Crouzet)_70.0 | - -
84873034 (Catch-Up Juret - For Crouzet)_71.0 | < 1% over whole range ¦ ,Measurement error with supply voltage variation, 0.05% / oC ¦ ,Measurement error with temperature variation,
84873034 (Catch-Up Juret - For Crouzet)_77.0 | IEC61810-1,Rated switching current,
84873034 (Catch-Up Juret - For Crouzet)_78.0 | IEC61810-1,Rated switching voltage,
84873034 (Catch-Up Juret - For Crouzet)_8.0 | IEC60664-1,Supply, IEC60664-1,Input 1, IEC60664-1,Input 2, IEC60664-1,Input 3, IEC60664-1,Output 1, IEC60664-1,Output 2, IEC60664-1,Supply / Input 1,Galvanic IEC60664-1,Supply / Input 2,Isolated IEC60664-1,Supply / Input 3,Circuit IEC60664-1,Supply / Output 1, IEC60664-1,Supply / Output 2, IEC60664-1,Output 1 / Output 2, IEC60664-1,Input 1 / Output 1, IEC60664-1,Input 1 / Output 2, IEC60664-1,Input 2 / Output 1, IEC60664-1,Input 2 / Output 2, IEC60664-1,Input 3 / Output 1, IEC60664-1,Input 3 / Output 2, IEC60664-1,Input 1 / Input 2, IEC60664-1,Input 2 / Input 3, IEC60664-1,Input 1 / Input 3,
84873034 (Catch-Up Juret - For Crouzet)_81.0 | · ¦ ,Phase lost , · ¦ ,Phase sequence, - ¦ ,Over / undervoltage (symmetry windows mode), - ¦ ,Over voltage, - ¦ ,Undervoltage , - ¦ ,Phase asymmetry, - ¦ ,Disconnection of neutral, - ¦ ,Voltage Regeneration, Extreme undervoltage, Extreme overvoltage, Extreme asymmetry,
84873034 (Catch-Up Juret - For Crouzet)_9.0 | 20 x 106 switching cycles ¦ IEC61810-1
84873034 (Catch-Up Juret - For Crouzet)_92.0 | - ¦ IEC62314,Only for solid state output,
84873034 (Catch-Up Juret - For Crouzet)_93.0 | - ¦ IEC62314,Only for solid state output,
84873034 (Catch-Up Juret - For Crouzet)_94.0 | Not specified ¦ ,Measurement method,
84873034 (Catch-Up Juret - For Crouzet)_95.0 | - ¦ ,Phase lost , - ¦ ,Phase sequence, - ¦ ,Over / undervoltage (symmetry windows mode), - ¦ ,Over voltage, - ¦ ,Undervoltage , - ¦ ,Phase asymmetry, Disconnection of neutral, Voltage Regeneration, Extreme undervoltage, Extreme Overvoltage, Extreme Asymmetry,
84873034 (Catch-Up Juret - For Crouzet)_96.0 | - ¦ ,"OFF" delay, - ¦ ,"ON" delay, - ¦ ,Inhibition,
84873034_1.0 | 73 ¦ ,Depth,
84873034_10.0 | Same as RM17TG20
84873034_11.0 | ~ 3 x 230…3 x 440 ~ 3 x 200…3 x 460
84873034_12.0 | Same as RM17TG20 ¦ ,Operation,
84873034_13.0 | -30oC..+70oC ¦ ,Storage,
84873034_14.0 | Same as RM17TG20 ¦ IEC60068-2-29
84873034_15.0 | Same as RM17TG20 ¦ ,Cable stripping length,
84873034_16.0 | Same as RM17TG20 ¦ ,Supply,Terminal Same as RM17TG20 ¦ ,Input 1, Same as RM17TG20 ¦ ,Input 2, Same as RM17TG20 ¦ ,Input 3, Same as RM17TG20 ¦ ,Output 1, Same as RM17TG20 ¦ ,Output 2,
84873034_17.0 | Same as RM17TG20 ¦ IEC60947-1,Solid cable without cable end (screw terminal), Same as RM17TG20 ¦ IEC60947-1,Flexible cable with cable end (screw terminal), Same as RM17TG20 ¦ IEC60947-1,Solid cable (spring terminal), Same as RM17TG20 ¦ IEC60947-1,Flexible cable (spring terminal),
84873034_18.0 | Same as RM17TG20
84873034_19.0 | Same as RM17TG20
84873034_2.0 | 90 ¦ ,Height,
84873034_20.0 | Same as RM17TG20 ¦ IEC60255-27,Supply / Input 1, Same as RM17TG20 ¦ IEC60255-27,Supply / Input 2, Same as RM17TG20 ¦ IEC60255-27,Supply / Input 3, Same as RM17TG20 ¦ IEC60255-27,Supply / Output 1, Same as RM17TG20 ¦ IEC60255-27,Supply / Output 2, Same as RM17TG20 ¦ IEC60255-27,Output 1 / Output 2, Same as RM17TG20 ¦ IEC60255-27,Input 1 / Output 1, Same as RM17TG20 ¦ IEC60255-27,Input 1 / Output 2, Same as RM17TG20 ¦ IEC60255-27,Input 2 / Output 1, Same as RM17TG20 ¦ IEC60255-27,Input 2 / Output 2, Same as RM17TG20 ¦ IEC60255-27,Input 3 / Output 1, Same as RM17TG20 ¦ IEC60255-27,Input 3 / Output 2, Same as RM17TG20 ¦ IEC60255-27,Input 1 / Input 2, Same as RM17TG20 ¦ IEC60255-27,Input 2 / Input 3, Same as RM17TG20 ¦ IEC60255-27,Input 1 / Input 3,
84873034_21.0 | Same as RM17TG20 Same as RM17TG20 Same as RM17TG20 Same as RM17TG20
84873034_22.0 | Same as RM17TG20
84873034_23.0 | Same as RM17TG20 ¦ ,Generic immunity standard, Same as RM17TG20 ¦ IEC61000-4-2,Electrostatic discharge, Same as RM17TG20 ¦ IEC61000-4-3,Radiated RF & electromagnetic field, Same as RM17TG20 ¦ IEC61000-4-4,Fast transient / burst, Same as RM17TG20 ¦ IEC61000-4-5,Surge, Same as RM17TG20 ¦ IEC61000-4-6,Conducted RF disturbance, Same as RM17TG20 ¦ IEC61000-4-8,Power frequency magnetic field, Same as RM17TG20 ¦ IEC61000-4-11,Voltage dips, short interruption & variations on power line, Same as RM17TG20 ¦ IEC61000-4-18,1 MHz oscillation wave, Same as RM17TG20 ¦ IEC61000-4-29,DC voltage interruption, Same as RM17TG20 ¦ IEC61000-4-13,Low frequency harmonics, Same as RM17TG20 ¦ Germanisher Lloyd,Conducted low frequency interference (harmonics), Same as RM17TG20 ¦ ,Generic emission standard, Same as RM17TG20 ¦ EN55022 / CISPR22,Radiated RF & electromagnetic field (IT equiment), Same as RM17TG20 ¦ EN55011 / CISPR11,Radiated RF & electromagnetic field (Medical equiment), Same as RM17TG20 ¦ Germanisher Lloyd,Radiated emission from enclosure port, Same as RM17TG20 ¦ EN55022 / CISPR22,Conducted RF emission on power line (IT equiment), Same as RM17TG20 ¦ EN55011 / CISPR11,Conducted RF emission on power line (Medical equiment), Same as RM17TG20 ¦ Germanisher Lloyd,Conducted emission,
84873034_24.0 | Same as RM17TG20 ¦ ,Phase cut, Same as RM17TG20 ¦ ,Phase sequence, Same as RM17TG20 ¦ ,Over / undervoltage (symmetry windows mode), Same as RM17TG20 ¦ ,Over voltage, Same as RM17TG20 ¦ ,Undervoltage , Same as RM17TG20 ¦ ,Phase asymmetry, Same as RM17TG20 ¦ ,Disconnection of neutral, Same as RM17TG20 ¦ ,Voltage Regeneration, Same as RM17TG20 ¦ ,Extreme undervoltage (Phase loss), Same as RM17TG20 ¦ ,Extreme Overvoltage, Same as RM17TG20 ¦ ,Extreme Asymmetry,
84873034_25.0 | Same as RM17TG20 ¦ ,Rated frequency, Same as RM17TG20 ¦ ,Frequency operating range,
84873034_26.0 | Same as RM17TG21 ¦ ,Input nominal voltage selection,
84873034_27.0 | Same as RM17TG20 ¦ ,Input terminal,
84873034_28.0 | Same as RM17TG20 ¦ ,Internal input resistance,
84873034_29.0 | Same as RM17TG20 ¦ IEC60529,Terminal Block, Same as RM17TG20 ¦ IEC60529,Housing, Same as RM17TG20 ¦ IEC60529,Front Panel,
84873034_298.0 | Same as RM17TG20
84873034_3.0 | 22.5 ¦ ,Width,
84873034_30.0 | R (Amber) - ¦ ,Power supply availability, - ¦ ,Power supply not availability, - ¦ ,Timing in-progress, R - ON ¦ ,Output is energized, R - OFF ¦ ,Output is de-energized, - ¦ ,Range Setting Changes, Same as RM17TG20 ¦ ,Phase Cut, Same as RM17TG20 ¦ ,Phase Sequence Swap, Same as RM17TG20 ¦ ,Undervoltage <U, Same as RM17TG20 ¦ ,Overvoltage >U, Same as RM17TG20 ¦ ,Phase Asymmetry, Same as RM17TG20 ¦ ,Voltage Regeneration, Same as RM17TG20 ¦ ,Extreme Undervoltage <U (Phase loss), Same as RM17TG20 ¦ ,Extreme Overvoltage >U, Same as RM17TG20 ¦ ,Extreme Phase Asymmetry,
84873034_31.0 | UL, CE, China ROHS
84873034_32.0 | UL, CE, China ROHS
84873034_33.0 | Same as RM17TG20 ¦ IEC60068-2-30,Damp heat,XX
84873034_34.0 | Same as RM17TG20 ¦ ,through Un power reset, Same as RM17TG20 ¦ ,through front panel reset, Same as RM17TG20 ¦ ,through input control reset,
84873034_35.0 | Same as RM17TG20 ¦ ,on crossing the threshold, Same as RM17TG20 Same as RM17TG20 Same as RM17TG20 Same as RM17TG20
84873034_36.0 | Same as RM17TG20 ¦ IEC60068-3-3
84873034_37.0 | Same as RM17TG20 ¦ IEC60068-2-27
84873034_38.0 | Same as RM17TG20 Same as RM17TG20
84873034_39.0 | Same as RM17TG20
84873034_4.0 | Same as RM17TG20 ¦ IEC60255-27,Supply / Input 1, Same as RM17TG20 ¦ IEC60255-27,Supply / Input 2, Same as RM17TG20 ¦ IEC60255-27,Supply / Input 3, Same as RM17TG20 ¦ IEC60255-27,Supply / Output 1, Same as RM17TG20 ¦ IEC60255-27,Supply / Output 2, Same as RM17TG20 ¦ IEC60255-27,Output 1 / Output 2, Same as RM17TG20 ¦ IEC60255-27,Input 1 / Output 1, Same as RM17TG20 ¦ IEC60255-27,Input 1 / Output 2, Same as RM17TG20 ¦ IEC60255-27,Input 2 / Output 1, Same as RM17TG20 ¦ IEC60255-27,Input 2 / Output 2, Same as RM17TG20 ¦ IEC60255-27,Input 3 / Output 1, Same as RM17TG20 ¦ IEC60255-27,Input 3 / Output 2, Same as RM17TG20 ¦ IEC60255-27,Input 1 / Input 2, Same as RM17TG20 ¦ IEC60255-27,Input 2 / Input 3, Same as RM17TG20 ¦ IEC60255-27,Input 1 / Input 3,
84873034_40.0 | Same as RM17TG20 ¦ IEC60664-1
84873034_41.0 | Same as RM17TG20 ¦ IEC60947-5-1
84873034_42.0 | Same as RM17TG20 ¦ IEC60947-1,Tightening torque,
84873034_43.0 | Same as RM17TG20 ¦ IEC60068-2-6
84873034_44.0 | Same as RM17TG20 ¦ ,Setting accuracy,
84873034_45.0 | Same as RM17TG20
84873034_46.0 | Same as RM17TG20 ¦ ,Repeat accuracy (constant parameters),
84873034_47.0 | Same as RM17TG20
84873034_48.0 | Same as RM17TG20 ¦ ,MTTF, Same as RM17TG20 ¦ ,B10,
84873034_49.0 | Same as RM17TG20 ¦ IEC60947-5-1,Relay Output by external fuse, Same as RM17TG20 ¦ IEC62314,Solid State Output by external fuse,
84873034_5.0 | Same as RM17TG20
84873034_50.0 | Same as RM17TG20 ¦ ,In relation to normal vertical mounting plane,
84873034_51.0 | Same as RM17TG20 ¦ IEC/EN 60715,Without socket, Same as RM17TG20 ¦ IEC/EN 60715,With socket,
84873034_53.0 | Same as RM17TG20
84873034_54.0 | Same as RM17TG20
84873034_55.0 | Same as RM17TG20 ¦ IEC60664-1
84873034_58.0 | Same as RM17TG20 ¦ ,Maximum measuring cycles,
84873034_59.0 | Same as RM17TG20 ¦ ,Maximum switching voltage, Same as RM17TG20 ¦ ,Maximum switching current, Same as RM17TG20 ¦ ,Maximum switching capacity,
84873034_6.0 | Same as RM17TG20 ¦ IEC60947-4-1,AC-1, Same as RM17TG20 ¦ IEC60947-4-1,DC-1, Same as RM17TG20 ¦ IEC60947-5-1,AC-15, Same as RM17TG20 ¦ IEC60947-5-1,DC-13,
84873034_60.0 | Same as RM17TG20 ¦ IEC60947-5-4,Minimum switching voltage, Same as RM17TG20 ¦ IEC60947-5-4,Minimum switching current, Same as RM17TG20 ¦ IEC60947-5-4,Minimum switching capacity,
84873034_61.0 | Same as RM17TG20 ¦ ,Horizontal, Same as RM17TG20 ¦ ,Vertical,
84873034_62.0 | Same as RM17TG20
84873034_63.0 | Same as RM17TG20 ¦ ,R1 (11-12-14), Same as RM17TG20 ¦ ,R2 (21-22-24),
84873034_64.0 | -
84873034_65.0 | Same as RM17TG20
84873034_66.0 | Same as RM17TG22 ¦ ,permissible input overload,
84873034_67.0 | Same as RM17TG20
84873034_68.0 | Same as RM17TG20 ¦ ,"OFF" delay, Same as RM17TG20 ¦ ,"ON" delay, Same as RM17TG20 ¦ ,Inhibition,
84873034_69.0 | Same as RM17TG20 ¦ ,Phase cut, Same as RM17TG20 ¦ ,Phase sequence, Same as RM17TG20 ¦ ,Over / undervoltage (symmetry windows mode), Same as RM17TG20 ¦ ,Over voltage, Same as RM17TG20 ¦ ,Undervoltage , Same as RM17TG20 ¦ ,Phase asymmetry, Same as RM17TG20 ¦ ,Disconnection of neutral, Same as RM17TG20 ¦ ,Voltage Regeneration, Same as RM17TG20 ¦ ,Extreme undervoltage (Phase loss), Same as RM17TG20 ¦ ,Extreme Overvoltage, Same as RM17TG20 ¦ ,Extreme Asymmetry,
84873034_7.0 | Same as RM17TG20 ¦ IEC60664-1,Supply, Same as RM17TG20 ¦ IEC60664-1,Input 1, Same as RM17TG20 ¦ IEC60664-1,Input 2, Same as RM17TG20 ¦ IEC60664-1,Input 3, Same as RM17TG20 ¦ IEC60664-1,Output 1, Same as RM17TG20 ¦ IEC60664-1,Output 2, Same as RM17TG20 ¦ IEC60664-1,Supply / Input 1,Galvanic Same as RM17TG20 ¦ IEC60664-1,Supply / Input 2,Isolated Same as RM17TG20 ¦ IEC60664-1,Supply / Input 3,Circuit Same as RM17TG20 ¦ IEC60664-1,Supply / Output 1, Same as RM17TG20 ¦ IEC60664-1,Supply / Output 2, Same as RM17TG20 ¦ IEC60664-1,Output 1 / Output 2, Same as RM17TG20 ¦ IEC60664-1,Input 1 / Output 1, Same as RM17TG20 ¦ IEC60664-1,Input 1 / Output 2, Same as RM17TG20 ¦ IEC60664-1,Input 2 / Output 1, Same as RM17TG20 ¦ IEC60664-1,Input 2 / Output 2, Same as RM17TG20 ¦ IEC60664-1,Input 3 / Output 1, Same as RM17TG20 ¦ IEC60664-1,Input 3 / Output 2, Same as RM17TG20 ¦ IEC60664-1,Input 1 / Input 2, Same as RM17TG20 ¦ IEC60664-1,Input 2 / Input 3, Same as RM17TG20 ¦ IEC60664-1,Input 1 / Input 3,
84873034_70.0 | Same as RM17TG20 Same as RM17TG20
84873034_71.0 | Same as RM17TG20 ¦ ,Measurement error with supply voltage variation, Same as RM17TG20 ¦ ,Measurement error with temperature variation,
84873034_77.0 | Same as RM17TG20 ¦ IEC61810-1,Rated switching current,
84873034_78.0 | Same as RM17TG20 ¦ IEC61810-1,Rated switching voltage,
84873034_8.0 | Same as RM17TG20 ¦ IEC60664-1,Supply, Same as RM17TG20 ¦ IEC60664-1,Input 1, Same as RM17TG20 ¦ IEC60664-1,Input 2, Same as RM17TG20 ¦ IEC60664-1,Input 3, Same as RM17TG20 ¦ IEC60664-1,Output 1, Same as RM17TG20 ¦ IEC60664-1,Output 2, Same as RM17TG20 ¦ IEC60664-1,Supply / Input 1,Galvanic Same as RM17TG20 ¦ IEC60664-1,Supply / Input 2,Isolated Same as RM17TG20 ¦ IEC60664-1,Supply / Input 3,Circuit Same as RM17TG20 ¦ IEC60664-1,Supply / Output 1, Same as RM17TG20 ¦ IEC60664-1,Supply / Output 2, Same as RM17TG20 ¦ IEC60664-1,Output 1 / Output 2, Same as RM17TG20 ¦ IEC60664-1,Input 1 / Output 1, Same as RM17TG20 ¦ IEC60664-1,Input 1 / Output 2, Same as RM17TG20 ¦ IEC60664-1,Input 2 / Output 1, Same as RM17TG20 ¦ IEC60664-1,Input 2 / Output 2, Same as RM17TG20 ¦ IEC60664-1,Input 3 / Output 1, Same as RM17TG20 ¦ IEC60664-1,Input 3 / Output 2, Same as RM17TG20 ¦ IEC60664-1,Input 1 / Input 2, Same as RM17TG20 ¦ IEC60664-1,Input 2 / Input 3, Same as RM17TG20 ¦ IEC60664-1,Input 1 / Input 3,
84873034_81.0 | Same as RM17TG20 ¦ ,Phase lost , Same as RM17TG20 ¦ ,Phase sequence, Same as RM17TG20 ¦ ,Over / undervoltage (symmetry windows mode), Same as RM17TG20 ¦ ,Over voltage, Same as RM17TG20 ¦ ,Undervoltage , Same as RM17TG20 ¦ ,Phase asymmetry, Same as RM17TG20 ¦ ,Disconnection of neutral, Same as RM17TG20 ¦ ,Voltage Regeneration, Same as RM17TG20 ¦ ,Extreme undervoltage, Same as RM17TG20 ¦ ,Extreme overvoltage, Same as RM17TG20 ¦ ,Extreme asymmetry,
84873034_9.0 | Same as RM17TG20 ¦ IEC61810-1
84873034_92.0 | Same as RM17TG20 ¦ IEC62314,Only for solid state output,
84873034_93.0 | Same as RM17TG20 ¦ IEC62314,Only for solid state output,
84873034_94.0 | Same as RM17TG20 ¦ ,Measurement method,
84873034_95.0 | Same as RM17TG20 ¦ ,Phase lost , Same as RM17TG20 ¦ ,Phase sequence, Same as RM17TG20 ¦ ,Over / undervoltage (symmetry windows mode), Same as RM17TG20 ¦ ,Over voltage, Same as RM17TG20 ¦ ,Undervoltage , Same as RM17TG20 ¦ ,Phase asymmetry, Same as RM17TG20 ¦ ,Disconnection of neutral, Same as RM17TG20 ¦ ,Voltage Regeneration, Same as RM17TG20 ¦ ,Extreme undervoltage, Same as RM17TG20 ¦ ,Extreme Overvoltage, Same as RM17TG20 ¦ ,Extreme Asymmetry,
84873034_96.0 | Same as RM17TG20 ¦ ,"OFF" delay, Same as RM17TG20 ¦ ,"ON" delay, Same as RM17TG20 ¦ ,Inhibition,
84873195 | Same as 84873034 ¦ IEC60721-3-3,Climatic category, Same as 84873034 ¦ Germanisher Lloyd,Environmental category, Same as 84873034 ¦ IEC60947-5-1,Cyclic Damp Heat Test, Same as 84873034 ¦ ,Supply,Rated Same as 84873034 ¦ ,Input 1,Voltage Same as 84873034 ¦ ,Input 2,Spec Same as 84873034 ¦ ,Input 3, Same as 84873034 ¦ ,Output 1, Same as 84873034 ¦ ,Output 2, Same as 84873034 ¦ ,Measurement mode, Same as 84873034 Same as 84873034 Same as 84873034 Same as 84873034 Same as 84873034 ¦ ,MTTFd, Same as 84873034 ¦ ,B10d, Drawing / Diagram
84873195_1.0 | Same as 84873034 ¦ ,Depth,
84873195_10.0 | Same as 84873034
84873195_11.0 | Same as 84873034 Same as 84873034
84873195_12.0 | Same as 84873034 ¦ ,Operation,
84873195_13.0 | Same as 84873034 ¦ ,Storage,
84873195_14.0 | Same as 84873034 ¦ IEC60068-2-29
84873195_15.0 | Same as 84873034 ¦ ,Cable stripping length,
84873195_16.0 | Same as 84873034 ¦ ,Supply,Terminal Same as 84873034 ¦ ,Input 1, Same as 84873034 ¦ ,Input 2, Same as 84873034 ¦ ,Input 3, Same as 84873034 ¦ ,Output 1, Same as 84873034 ¦ ,Output 2,
84873195_17.0 | Same as 84873034 ¦ IEC60947-1,Solid cable without cable end (screw terminal), Same as 84873034 ¦ IEC60947-1,Flexible cable with cable end (screw terminal), Same as 84873034 ¦ IEC60947-1,Solid cable (spring terminal), Same as 84873034 ¦ IEC60947-1,Flexible cable (spring terminal),
84873195_18.0 | Same as 84873034
84873195_19.0 | Same as 84873034
84873195_2.0 | Same as 84873034 ¦ ,Height,
84873195_20.0 | Same as 84873034 ¦ IEC60255-27,Supply / Input 1, Same as 84873034 ¦ IEC60255-27,Supply / Input 2, Same as 84873034 ¦ IEC60255-27,Supply / Input 3, Same as 84873034 ¦ IEC60255-27,Supply / Output 1, Same as 84873034 ¦ IEC60255-27,Supply / Output 2, Same as 84873034 ¦ IEC60255-27,Output 1 / Output 2, Same as 84873034 ¦ IEC60255-27,Input 1 / Output 1, Same as 84873034 ¦ IEC60255-27,Input 1 / Output 2, Same as 84873034 ¦ IEC60255-27,Input 2 / Output 1, Same as 84873034 ¦ IEC60255-27,Input 2 / Output 2, Same as 84873034 ¦ IEC60255-27,Input 3 / Output 1, Same as 84873034 ¦ IEC60255-27,Input 3 / Output 2, Same as 84873034 ¦ IEC60255-27,Input 1 / Input 2, Same as 84873034 ¦ IEC60255-27,Input 2 / Input 3, Same as 84873034 ¦ IEC60255-27,Input 1 / Input 3,
84873195_21.0 | Same as 84873034 Same as 84873034 Same as 84873034 Same as 84873034
84873195_22.0 | Same as 84873034
84873195_23.0 | Same as 84873034 ¦ ,Generic immunity standard, Same as 84873034 ¦ IEC61000-4-2,Electrostatic discharge, Same as 84873034 ¦ IEC61000-4-3,Radiated RF & electromagnetic field, Same as 84873034 ¦ IEC61000-4-4,Fast transient / burst, Same as 84873034 ¦ IEC61000-4-5,Surge, Same as 84873034 ¦ IEC61000-4-6,Conducted RF disturbance, Same as 84873034 ¦ IEC61000-4-8,Power frequency magnetic field, Same as 84873034 ¦ IEC61000-4-11,Voltage dips, short interruption & variations on power line, Same as 84873034 ¦ IEC61000-4-18,1 MHz oscillation wave, Same as 84873034 ¦ IEC61000-4-29,DC voltage interruption, Same as 84873034 ¦ IEC61000-4-13,Low frequency harmonics, Same as 84873034 ¦ Germanisher Lloyd,Conducted low frequency interference (harmonics), Same as 84873034 ¦ ,Generic emission standard, Same as 84873034 ¦ EN55022 / CISPR22,Radiated RF & electromagnetic field (IT equiment), Same as 84873034 ¦ EN55011 / CISPR11,Radiated RF & electromagnetic field (Medical equiment), Same as 84873034 ¦ Germanisher Lloyd,Radiated emission from enclosure port, Same as 84873034 ¦ EN55022 / CISPR22,Conducted RF emission on power line (IT equiment), Same as 84873034 ¦ EN55011 / CISPR11,Conducted RF emission on power line (Medical equiment), Same as 84873034 ¦ Germanisher Lloyd,Conducted emission,
84873195_24.0 | Same as 84873034 ¦ ,Phase cut, Same as 84873034 ¦ ,Phase sequence, Same as 84873034 ¦ ,Over / undervoltage (symmetry windows mode), Same as 84873034 ¦ ,Over voltage, Same as 84873034 ¦ ,Undervoltage , Same as 84873034 ¦ ,Phase asymmetry, Same as 84873034 ¦ ,Disconnection of neutral, Same as 84873034 ¦ ,Voltage Regeneration, Same as 84873034 ¦ ,Extreme undervoltage (Phase loss), Same as 84873034 ¦ ,Extreme Overvoltage, Same as 84873034 ¦ ,Extreme Asymmetry,
84873195_25.0 | Same as 84873034 ¦ ,Rated frequency, Same as 84873034 ¦ ,Frequency operating range,
84873195_26.0 | Same as 84873034 ¦ ,Input nominal voltage selection,
84873195_27.0 | Same as 84873034 ¦ ,Input terminal,
84873195_28.0 | Same as 84873034 ¦ ,Internal input resistance,
84873195_29.0 | Same as 84873034 ¦ IEC60529,Terminal Block, Same as 84873034 ¦ IEC60529,Housing, Same as 84873034 ¦ IEC60529,Front Panel,
84873195_298.0 | Same as 84873034
84873195_3.0 | Same as 84873034 ¦ ,Width,
84873195_30.0 | Rel (Amber) - ¦ ,Power supply availability, - ¦ ,Power supply not availability, - ¦ ,Timing in-progress, R - ON ¦ ,Output is energized, R - OFF ¦ ,Output is de-energized, - ¦ ,Range Setting Changes, Same as 84873034 ¦ ,Phase Cut, Same as 84873034 ¦ ,Phase Sequence Swap, Same as 84873034 ¦ ,Undervoltage <U, Same as 84873034 ¦ ,Overvoltage >U, Same as 84873034 ¦ ,Phase Asymmetry, Same as 84873034 ¦ ,Voltage Regeneration, Same as 84873034 ¦ ,Extreme Undervoltage <U (Phase loss), Same as 84873034 ¦ ,Extreme Overvoltage >U, Same as 84873034 ¦ ,Extreme Phase Asymmetry,
84873195_31.0 | Same as 84873034
84873195_32.0 | Same as 84873034
84873195_33.0 | Same as 84873034 ¦ IEC60068-2-30,Damp heat,XX
84873195_34.0 | Same as 84873034 ¦ ,through Un power reset, Same as 84873034 ¦ ,through front panel reset, Same as 84873034 ¦ ,through input control reset,
84873195_35.0 | Same as 84873034 ¦ ,on crossing the threshold, Same as 84873034 Same as 84873034 Same as 84873034 Same as 84873034
84873195_36.0 | Same as 84873034 ¦ IEC60068-3-3
84873195_37.0 | Same as 84873034 ¦ IEC60068-2-27
84873195_38.0 | Same as 84873034 Same as 84873034
84873195_39.0 | Same as 84873034
84873195_4.0 | Same as 84873034 ¦ IEC60255-27,Supply / Input 1, Same as 84873034 ¦ IEC60255-27,Supply / Input 2, Same as 84873034 ¦ IEC60255-27,Supply / Input 3, Same as 84873034 ¦ IEC60255-27,Supply / Output 1, Same as 84873034 ¦ IEC60255-27,Supply / Output 2, Same as 84873034 ¦ IEC60255-27,Output 1 / Output 2, Same as 84873034 ¦ IEC60255-27,Input 1 / Output 1, Same as 84873034 ¦ IEC60255-27,Input 1 / Output 2, Same as 84873034 ¦ IEC60255-27,Input 2 / Output 1, Same as 84873034 ¦ IEC60255-27,Input 2 / Output 2, Same as 84873034 ¦ IEC60255-27,Input 3 / Output 1, Same as 84873034 ¦ IEC60255-27,Input 3 / Output 2, Same as 84873034 ¦ IEC60255-27,Input 1 / Input 2, Same as 84873034 ¦ IEC60255-27,Input 2 / Input 3, Same as 84873034 ¦ IEC60255-27,Input 1 / Input 3,
84873195_40.0 | Same as 84873034 ¦ IEC60664-1
84873195_41.0 | Same as 84873034 ¦ IEC60947-5-1
84873195_42.0 | Same as 84873034 ¦ IEC60947-1,Tightening torque,
84873195_43.0 | Same as 84873034 ¦ IEC60068-2-6
84873195_44.0 | Same as 84873034 ¦ ,Setting accuracy,
84873195_45.0 | Same as 84873034
84873195_46.0 | Same as 84873034 ¦ ,Repeat accuracy (constant parameters),
84873195_47.0 | Same as 84873034
84873195_48.0 | Same as 84873034 ¦ ,MTTF, Same as 84873034 ¦ ,B10,
84873195_49.0 | Same as 84873034 ¦ IEC60947-5-1,Relay Output by external fuse, Same as 84873034 ¦ IEC62314,Solid State Output by external fuse,
84873195_5.0 | Same as 84873034
84873195_50.0 | Same as 84873034 ¦ ,In relation to normal vertical mounting plane,
84873195_51.0 | Same as 84873034 ¦ IEC/EN 60715,Without socket, Same as 84873034 ¦ IEC/EN 60715,With socket,
84873195_53.0 | Same as 84873034
84873195_54.0 | Same as 84873034
84873195_55.0 | Same as 84873034 ¦ IEC60664-1
84873195_58.0 | Same as 84873034 ¦ ,Maximum measuring cycles,
84873195_59.0 | Same as 84873034 ¦ ,Maximum switching voltage, Same as 84873034 ¦ ,Maximum switching current, Same as 84873034 ¦ ,Maximum switching capacity,
84873195_6.0 | Same as 84873034 ¦ IEC60947-4-1,AC-1, Same as 84873034 ¦ IEC60947-4-1,DC-1, Same as 84873034 ¦ IEC60947-5-1,AC-15, Same as 84873034 ¦ IEC60947-5-1,DC-13,
84873195_60.0 | Same as 84873034 ¦ IEC60947-5-4,Minimum switching voltage, Same as 84873034 ¦ IEC60947-5-4,Minimum switching current, Same as 84873034 ¦ IEC60947-5-4,Minimum switching capacity,
84873195_61.0 | Same as 84873034 ¦ ,Horizontal, Same as 84873034 ¦ ,Vertical,
84873195_62.0 | Same as 84873034
84873195_63.0 | Same as 84873034 ¦ ,R1 (11-12-14), Same as 84873034 ¦ ,R2 (21-22-24),
84873195_64.0 | Same as 84873034
84873195_65.0 | Same as 84873034
84873195_66.0 | Same as 84873034 ¦ ,permissible input overload,
84873195_67.0 | 28VA @ 480VAC, 60Hz 18VA @ 415VAC, 50Hz
84873195_68.0 | Same as 84873034 ¦ ,"OFF" delay, Same as 84873034 ¦ ,"ON" delay, Same as 84873034 ¦ ,Inhibition,
84873195_69.0 | Same as 84873034 ¦ ,Phase cut, Same as 84873034 ¦ ,Phase sequence, Same as 84873034 ¦ ,Over / undervoltage (symmetry windows mode), Same as 84873034 ¦ ,Over voltage, Same as 84873034 ¦ ,Undervoltage , Same as 84873034 ¦ ,Phase asymmetry, Same as 84873034 ¦ ,Disconnection of neutral, Same as 84873034 ¦ ,Voltage Regeneration, Same as 84873034 ¦ ,Extreme undervoltage (Phase loss), Same as 84873034 ¦ ,Extreme Overvoltage, Same as 84873034 ¦ ,Extreme Asymmetry,
84873195_7.0 | Same as 84873034 ¦ IEC60664-1,Supply, Same as 84873034 ¦ IEC60664-1,Input 1, Same as 84873034 ¦ IEC60664-1,Input 2, Same as 84873034 ¦ IEC60664-1,Input 3, Same as 84873034 ¦ IEC60664-1,Output 1, Same as 84873034 ¦ IEC60664-1,Output 2, Same as 84873034 ¦ IEC60664-1,Supply / Input 1,Galvanic Same as 84873034 ¦ IEC60664-1,Supply / Input 2,Isolated Same as 84873034 ¦ IEC60664-1,Supply / Input 3,Circuit Same as 84873034 ¦ IEC60664-1,Supply / Output 1, Same as 84873034 ¦ IEC60664-1,Supply / Output 2, Same as 84873034 ¦ IEC60664-1,Output 1 / Output 2, Same as 84873034 ¦ IEC60664-1,Input 1 / Output 1, Same as 84873034 ¦ IEC60664-1,Input 1 / Output 2, Same as 84873034 ¦ IEC60664-1,Input 2 / Output 1, Same as 84873034 ¦ IEC60664-1,Input 2 / Output 2, Same as 84873034 ¦ IEC60664-1,Input 3 / Output 1, Same as 84873034 ¦ IEC60664-1,Input 3 / Output 2, Same as 84873034 ¦ IEC60664-1,Input 1 / Input 2, Same as 84873034 ¦ IEC60664-1,Input 2 / Input 3, Same as 84873034 ¦ IEC60664-1,Input 1 / Input 3,
84873195_70.0 | Same as 84873034 Same as 84873034
84873195_71.0 | Same as 84873034 ¦ ,Measurement error with supply voltage variation, Same as 84873034 ¦ ,Measurement error with temperature variation,
84873195_77.0 | Same as 84873034 ¦ IEC61810-1,Rated switching current,
84873195_78.0 | Same as 84873034 ¦ IEC61810-1,Rated switching voltage,
84873195_8.0 | Same as 84873034 ¦ IEC60664-1,Supply, Same as 84873034 ¦ IEC60664-1,Input 1, Same as 84873034 ¦ IEC60664-1,Input 2, Same as 84873034 ¦ IEC60664-1,Input 3, Same as 84873034 ¦ IEC60664-1,Output 1, Same as 84873034 ¦ IEC60664-1,Output 2, Same as 84873034 ¦ IEC60664-1,Supply / Input 1,Galvanic Same as 84873034 ¦ IEC60664-1,Supply / Input 2,Isolated Same as 84873034 ¦ IEC60664-1,Supply / Input 3,Circuit Same as 84873034 ¦ IEC60664-1,Supply / Output 1, Same as 84873034 ¦ IEC60664-1,Supply / Output 2, Same as 84873034 ¦ IEC60664-1,Output 1 / Output 2, Same as 84873034 ¦ IEC60664-1,Input 1 / Output 1, Same as 84873034 ¦ IEC60664-1,Input 1 / Output 2, Same as 84873034 ¦ IEC60664-1,Input 2 / Output 1, Same as 84873034 ¦ IEC60664-1,Input 2 / Output 2, Same as 84873034 ¦ IEC60664-1,Input 3 / Output 1, Same as 84873034 ¦ IEC60664-1,Input 3 / Output 2, Same as 84873034 ¦ IEC60664-1,Input 1 / Input 2, Same as 84873034 ¦ IEC60664-1,Input 2 / Input 3, Same as 84873034 ¦ IEC60664-1,Input 1 / Input 3,
84873195_81.0 | Same as 84873034 ¦ ,Phase lost , Same as 84873034 ¦ ,Phase sequence, Same as 84873034 ¦ ,Over / undervoltage (symmetry windows mode), Same as 84873034 ¦ ,Over voltage, Same as 84873034 ¦ ,Undervoltage , Same as 84873034 ¦ ,Phase asymmetry, Same as 84873034 ¦ ,Disconnection of neutral, Same as 84873034 ¦ ,Voltage Regeneration, Same as 84873034 ¦ ,Extreme undervoltage, Same as 84873034 ¦ ,Extreme overvoltage, Same as 84873034 ¦ ,Extreme asymmetry,
84873195_9.0 | Same as 84873034 ¦ IEC61810-1
84873195_92.0 | Same as 84873034 ¦ IEC62314,Only for solid state output,
84873195_93.0 | Same as 84873034 ¦ IEC62314,Only for solid state output,
84873195_94.0 | Same as 84873034 ¦ ,Measurement method,
84873195_95.0 | Same as 84873034 ¦ ,Phase lost , Same as 84873034 ¦ ,Phase sequence, Same as 84873034 ¦ ,Over / undervoltage (symmetry windows mode), Same as 84873034 ¦ ,Over voltage, Same as 84873034 ¦ ,Undervoltage , Same as 84873034 ¦ ,Phase asymmetry, Same as 84873034 ¦ ,Disconnection of neutral, Same as 84873034 ¦ ,Voltage Regeneration, Same as 84873034 ¦ ,Extreme undervoltage, Same as 84873034 ¦ ,Extreme Overvoltage, Same as 84873034 ¦ ,Extreme Asymmetry,
84873195_96.0 | Same as 84873034 ¦ ,"OFF" delay, Same as 84873034 ¦ ,"ON" delay, Same as 84873034 ¦ ,Inhibition,
84873220 | Same as RM35UB330 ¦ IEC60721-3-3,Climatic category, Same as RM35UB330 ¦ Germanisher Lloyd,Environmental category, Same as RM35UB330 ¦ IEC60947-5-1,Cyclic Damp Heat Test, Same as RM35UB330 ¦ ,Supply,Rated Same as RM35UB330 ¦ ,Input 1,Voltage Same as RM35UB330 ¦ ,Input 2,Spec Same as RM35UB330 ¦ ,Input 3, Same as RM35UB330 ¦ ,Output 1, Same as RM35UB330 ¦ ,Output 2, Same as RM35UB330 ¦ ,Measurement mode, Same as RM35UB330 Same as RM35UB330 Same as RM35UB330 Same as RM35UB330 Same as RM35UB330 ¦ ,MTTFd, Same as RM35UB330 ¦ ,B10d, Drawing / Diagram
84873220_1.0 | Same as RM35UB330 ¦ ,Depth,
84873220_10.0 | Same as RM35UB330
84873220_11.0 | Same as RM35UB330 Same as RM35UB330
84873220_12.0 | Same as RM35UB330 ¦ ,Operation,
84873220_13.0 | Same as RM35UB330 ¦ ,Storage,
84873220_14.0 | Same as RM35UB330 ¦ IEC60068-2-29
84873220_15.0 | Same as RM35UB330 ¦ ,Cable stripping length,
84873220_16.0 | Same as RM35UB330 ¦ ,Supply,Terminal Same as RM35UB330 ¦ ,Input 1, Same as RM35UB330 ¦ ,Input 2, Same as RM35UB330 ¦ ,Input 3, Same as RM35UB330 ¦ ,Output 1, Same as RM35UB330 ¦ ,Output 2,
84873220_17.0 | Same as RM35UB330 ¦ IEC60947-1,Solid cable without cable end (screw terminal), Same as RM35UB330 ¦ IEC60947-1,Flexible cable with cable end (screw terminal), Same as RM35UB330 ¦ IEC60947-1,Solid cable (spring terminal), Same as RM35UB330 ¦ IEC60947-1,Flexible cable (spring terminal),
84873220_18.0 | Same as RM35UB330
84873220_19.0 | Same as RM35UB330
84873220_2.0 | Same as RM35UB330 ¦ ,Height,
84873220_20.0 | Same as RM35UB330 ¦ IEC60255-27,Supply / Input 1, Same as RM35UB330 ¦ IEC60255-27,Supply / Input 2, Same as RM35UB330 ¦ IEC60255-27,Supply / Input 3, Same as RM35UB330 ¦ IEC60255-27,Supply / Output 1, Same as RM35UB330 ¦ IEC60255-27,Supply / Output 2, Same as RM35UB330 ¦ IEC60255-27,Output 1 / Output 2, Same as RM35UB330 ¦ IEC60255-27,Input 1 / Output 1, Same as RM35UB330 ¦ IEC60255-27,Input 1 / Output 2, Same as RM35UB330 ¦ IEC60255-27,Input 2 / Output 1, Same as RM35UB330 ¦ IEC60255-27,Input 2 / Output 2, Same as RM35UB330 ¦ IEC60255-27,Input 3 / Output 1, Same as RM35UB330 ¦ IEC60255-27,Input 3 / Output 2, Same as RM35UB330 ¦ IEC60255-27,Input 1 / Input 2, Same as RM35UB330 ¦ IEC60255-27,Input 2 / Input 3, Same as RM35UB330 ¦ IEC60255-27,Input 1 / Input 3,
84873220_21.0 | Same as RM35UB330 Same as RM35UB330 Same as RM35UB330 Same as RM35UB330
84873220_22.0 | Same as RM35UB330
84873220_23.0 | Same as RM35UB330 ¦ ,Generic immunity standard, Same as RM35UB330 ¦ IEC61000-4-2,Electrostatic discharge, Same as RM35UB330 ¦ IEC61000-4-3,Radiated RF & electromagnetic field, Same as RM35UB330 ¦ IEC61000-4-4,Fast transient / burst, Same as RM35UB330 ¦ IEC61000-4-5,Surge, Same as RM35UB330 ¦ IEC61000-4-6,Conducted RF disturbance, Same as RM35UB330 ¦ IEC61000-4-8,Power frequency magnetic field, Same as RM35UB330 ¦ IEC61000-4-11,Voltage dips, short interruption & variations on power line, Same as RM35UB330 ¦ IEC61000-4-18,1 MHz oscillation wave, Same as RM35UB330 ¦ IEC61000-4-29,DC voltage interruption, Same as RM35UB330 ¦ IEC61000-4-13,Low frequency harmonics, Same as RM35UB330 ¦ Germanisher Lloyd,Conducted low frequency interference (harmonics), Same as RM35UB330 ¦ ,Generic emission standard, Same as RM35UB330 ¦ EN55022 / CISPR22,Radiated RF & electromagnetic field (IT equiment), Same as RM35UB330 ¦ EN55011 / CISPR11,Radiated RF & electromagnetic field (Medical equiment), Same as RM35UB330 ¦ Germanisher Lloyd,Radiated emission from enclosure port, Same as RM35UB330 ¦ EN55022 / CISPR22,Conducted RF emission on power line (IT equiment), Same as RM35UB330 ¦ EN55011 / CISPR11,Conducted RF emission on power line (Medical equiment), Same as RM35UB330 ¦ Germanisher Lloyd,Conducted emission,
84873220_24.0 | Same as RM35UB330 ¦ ,Phase cut, Same as RM35UB330 ¦ ,Phase sequence, Same as RM35UB330 ¦ ,Over / undervoltage (symmetry windows mode), Same as RM35UB330 ¦ ,Over voltage, Same as RM35UB330 ¦ ,Undervoltage , Same as RM35UB330 ¦ ,Phase asymmetry, Same as RM35UB330 ¦ ,Disconnection of neutral, Same as RM35UB330 ¦ ,Voltage Regeneration, Same as RM35UB330 ¦ ,Extreme undervoltage (Phase loss), Same as RM35UB330 ¦ ,Extreme Overvoltage, Same as RM35UB330 ¦ ,Extreme Asymmetry,
84873220_25.0 | Same as RM35UB330 ¦ ,Rated frequency, Same as RM35UB330 ¦ ,Frequency operating range,
84873220_26.0 | Same as RM35UB330 ¦ ,Input nominal voltage selection,
84873220_27.0 | Same as RM35UB330 ¦ ,Input terminal,
84873220_28.0 | Same as RM35UB330 ¦ ,Internal input resistance,
84873220_29.0 | Same as RM35UB330 ¦ IEC60529,Terminal Block, Same as RM35UB330 ¦ IEC60529,Housing, Same as RM35UB330 ¦ IEC60529,Front Panel,
84873220_298.0 | Same as RM35UB330
84873220_3.0 | Same as RM35UB330 ¦ ,Width,
84873220_30.0 | Same as RM35UB330 Same as RM35UB330 ¦ ,Power supply availability, Same as RM35UB330 ¦ ,Power supply not availability, Same as RM35UB330 ¦ ,Timing in-progress, Same as RM35UB330 ¦ ,Output is energized, Same as RM35UB330 ¦ ,Output is de-energized, Same as RM35UB330 ¦ ,Range Setting Changes, Same as RM35UB330 ¦ ,Phase Cut, Same as RM35UB330 ¦ ,Phase Sequence Swap, Same as RM35UB330 ¦ ,Undervoltage <U, Same as RM35UB330 ¦ ,Overvoltage >U, Same as RM35UB330 ¦ ,Phase Asymmetry, Same as RM35UB330 ¦ ,Voltage Regeneration, Same as RM35UB330 ¦ ,Extreme Undervoltage <U (Phase loss), Same as RM35UB330 ¦ ,Extreme Overvoltage >U, Same as RM35UB330 ¦ ,Extreme Phase Asymmetry,
84873220_31.0 | UL, CSA, GL, CCC, CE, China ROHS
84873220_32.0 | UL, CSA, GL, CCC, CE, China ROHS
84873220_33.0 | Same as RM35UB330 ¦ IEC60068-2-30,Damp heat,XX
84873220_34.0 | Same as RM35UB330 ¦ ,through Un power reset, Same as RM35UB330 ¦ ,through front panel reset, Same as RM35UB330 ¦ ,through input control reset,
84873220_35.0 | Same as RM35UB330 ¦ ,on crossing the threshold, Same as RM35UB330 Same as RM35UB330 Same as RM35UB330 Same as RM35UB330
84873220_36.0 | Same as RM35UB330 ¦ IEC60068-3-3
84873220_37.0 | Same as RM35UB330 ¦ IEC60068-2-27
84873220_38.0 | Same as RM35UB330 Same as RM35UB330
84873220_39.0 | Same as RM35UB330
84873220_4.0 | Same as RM35UB330 ¦ IEC60255-27,Supply / Input 1, Same as RM35UB330 ¦ IEC60255-27,Supply / Input 2, Same as RM35UB330 ¦ IEC60255-27,Supply / Input 3, Same as RM35UB330 ¦ IEC60255-27,Supply / Output 1, Same as RM35UB330 ¦ IEC60255-27,Supply / Output 2, Same as RM35UB330 ¦ IEC60255-27,Output 1 / Output 2, Same as RM35UB330 ¦ IEC60255-27,Input 1 / Output 1, Same as RM35UB330 ¦ IEC60255-27,Input 1 / Output 2, Same as RM35UB330 ¦ IEC60255-27,Input 2 / Output 1, Same as RM35UB330 ¦ IEC60255-27,Input 2 / Output 2, Same as RM35UB330 ¦ IEC60255-27,Input 3 / Output 1, Same as RM35UB330 ¦ IEC60255-27,Input 3 / Output 2, Same as RM35UB330 ¦ IEC60255-27,Input 1 / Input 2, Same as RM35UB330 ¦ IEC60255-27,Input 2 / Input 3, Same as RM35UB330 ¦ IEC60255-27,Input 1 / Input 3,
84873220_40.0 | Same as RM35UB330 ¦ IEC60664-1
84873220_41.0 | Same as RM35UB330 ¦ IEC60947-5-1
84873220_42.0 | Same as RM35UB330 ¦ IEC60947-1,Tightening torque,
84873220_43.0 | Same as RM35UB330 ¦ IEC60068-2-6
84873220_44.0 | Same as RM35UB330 ¦ ,Setting accuracy,
84873220_45.0 | Same as RM35UB330
84873220_46.0 | Same as RM35UB330 ¦ ,Repeat accuracy (constant parameters),
84873220_47.0 | Same as RM35UB330
84873220_48.0 | Same as RM35UB330 ¦ ,MTTF, Same as RM35UB330 ¦ ,B10,
84873220_49.0 | Same as RM35UB330 ¦ IEC60947-5-1,Relay Output by external fuse, Same as RM35UB330 ¦ IEC62314,Solid State Output by external fuse,
84873220_5.0 | Same as RM35UB330
84873220_50.0 | Same as RM35UB330 ¦ ,In relation to normal vertical mounting plane,
84873220_51.0 | Same as RM35UB330 ¦ IEC/EN 60715,Without socket, Same as RM35UB330 ¦ IEC/EN 60715,With socket,
84873220_53.0 | Same as RM35UB330
84873220_54.0 | Same as RM35UB330
84873220_55.0 | Same as RM35UB330 ¦ IEC60664-1
84873220_58.0 | Same as RM35UB330 ¦ ,Maximum measuring cycles,
84873220_59.0 | Same as RM35UB330 ¦ ,Maximum switching voltage, Same as RM35UB330 ¦ ,Maximum switching current, Same as RM35UB330 ¦ ,Maximum switching capacity,
84873220_6.0 | Same as RM35UB330 ¦ IEC60947-4-1,AC-1, Same as RM35UB330 ¦ IEC60947-4-1,DC-1, Same as RM35UB330 ¦ IEC60947-5-1,AC-15, Same as RM35UB330 ¦ IEC60947-5-1,DC-13,
84873220_60.0 | Same as RM35UB330 ¦ IEC60947-5-4,Minimum switching voltage, Same as RM35UB330 ¦ IEC60947-5-4,Minimum switching current, Same as RM35UB330 ¦ IEC60947-5-4,Minimum switching capacity,
84873220_61.0 | Same as RM35UB330 ¦ ,Horizontal, Same as RM35UB330 ¦ ,Vertical,
84873220_62.0 | Same as RM35UB330
84873220_63.0 | Same as RM35UB330 ¦ ,R1 (11-12-14), Same as RM35UB330 ¦ ,R2 (21-22-24),
84873220_64.0 | Same as RM35UB330
84873220_65.0 | Same as RM35UB330
84873220_66.0 | Same as RM35UB330 ¦ ,permissible input overload,
84873220_67.0 | Same as RM35UB330
84873220_68.0 | Same as RM35UB330 ¦ ,"OFF" delay, Same as RM35UB330 ¦ ,"ON" delay, Same as RM35UB330 ¦ ,Inhibition,
84873220_69.0 | Same as RM35UB330 ¦ ,Phase cut, Same as RM35UB330 ¦ ,Phase sequence, Same as RM35UB330 ¦ ,Over / undervoltage (symmetry windows mode), Same as RM35UB330 ¦ ,Over voltage, Same as RM35UB330 ¦ ,Undervoltage , Same as RM35UB330 ¦ ,Phase asymmetry, Same as RM35UB330 ¦ ,Disconnection of neutral, Same as RM35UB330 ¦ ,Voltage Regeneration, Same as RM35UB330 ¦ ,Extreme undervoltage (Phase loss), Same as RM35UB330 ¦ ,Extreme Overvoltage, Same as RM35UB330 ¦ ,Extreme Asymmetry,
84873220_7.0 | Same as RM35UB330 ¦ IEC60664-1,Supply, Same as RM35UB330 ¦ IEC60664-1,Input 1, Same as RM35UB330 ¦ IEC60664-1,Input 2, Same as RM35UB330 ¦ IEC60664-1,Input 3, Same as RM35UB330 ¦ IEC60664-1,Output 1, Same as RM35UB330 ¦ IEC60664-1,Output 2, Same as RM35UB330 ¦ IEC60664-1,Supply / Input 1,Galvanic Same as RM35UB330 ¦ IEC60664-1,Supply / Input 2,Isolated Same as RM35UB330 ¦ IEC60664-1,Supply / Input 3,Circuit Same as RM35UB330 ¦ IEC60664-1,Supply / Output 1, Same as RM35UB330 ¦ IEC60664-1,Supply / Output 2, Same as RM35UB330 ¦ IEC60664-1,Output 1 / Output 2, Same as RM35UB330 ¦ IEC60664-1,Input 1 / Output 1, Same as RM35UB330 ¦ IEC60664-1,Input 1 / Output 2, Same as RM35UB330 ¦ IEC60664-1,Input 2 / Output 1, Same as RM35UB330 ¦ IEC60664-1,Input 2 / Output 2, Same as RM35UB330 ¦ IEC60664-1,Input 3 / Output 1, Same as RM35UB330 ¦ IEC60664-1,Input 3 / Output 2, Same as RM35UB330 ¦ IEC60664-1,Input 1 / Input 2, Same as RM35UB330 ¦ IEC60664-1,Input 2 / Input 3, Same as RM35UB330 ¦ IEC60664-1,Input 1 / Input 3,
84873220_70.0 | Same as RM35UB330 Same as RM35UB330
84873220_71.0 | Same as RM35UB330 ¦ ,Measurement error with supply voltage variation, Same as RM35UB330 ¦ ,Measurement error with temperature variation,
84873220_77.0 | Same as RM35UB330 ¦ IEC61810-1,Rated switching current,
84873220_78.0 | Same as RM35UB330 ¦ IEC61810-1,Rated switching voltage,
84873220_8.0 | Same as RM35UB330 ¦ IEC60664-1,Supply, Same as RM35UB330 ¦ IEC60664-1,Input 1, Same as RM35UB330 ¦ IEC60664-1,Input 2, Same as RM35UB330 ¦ IEC60664-1,Input 3, Same as RM35UB330 ¦ IEC60664-1,Output 1, Same as RM35UB330 ¦ IEC60664-1,Output 2, Same as RM35UB330 ¦ IEC60664-1,Supply / Input 1,Galvanic Same as RM35UB330 ¦ IEC60664-1,Supply / Input 2,Isolated Same as RM35UB330 ¦ IEC60664-1,Supply / Input 3,Circuit Same as RM35UB330 ¦ IEC60664-1,Supply / Output 1, Same as RM35UB330 ¦ IEC60664-1,Supply / Output 2, Same as RM35UB330 ¦ IEC60664-1,Output 1 / Output 2, Same as RM35UB330 ¦ IEC60664-1,Input 1 / Output 1, Same as RM35UB330 ¦ IEC60664-1,Input 1 / Output 2, Same as RM35UB330 ¦ IEC60664-1,Input 2 / Output 1, Same as RM35UB330 ¦ IEC60664-1,Input 2 / Output 2, Same as RM35UB330 ¦ IEC60664-1,Input 3 / Output 1, Same as RM35UB330 ¦ IEC60664-1,Input 3 / Output 2, Same as RM35UB330 ¦ IEC60664-1,Input 1 / Input 2, Same as RM35UB330 ¦ IEC60664-1,Input 2 / Input 3, Same as RM35UB330 ¦ IEC60664-1,Input 1 / Input 3,
84873220_81.0 | Same as RM35UB330 ¦ ,Phase lost , Same as RM35UB330 ¦ ,Phase sequence, Same as RM35UB330 ¦ ,Over / undervoltage (symmetry windows mode), Same as RM35UB330 ¦ ,Over voltage, Same as RM35UB330 ¦ ,Undervoltage , Same as RM35UB330 ¦ ,Phase asymmetry, Same as RM35UB330 ¦ ,Disconnection of neutral, Same as RM35UB330 ¦ ,Voltage Regeneration, Same as RM35UB330 ¦ ,Extreme undervoltage, Same as RM35UB330 ¦ ,Extreme overvoltage, Same as RM35UB330 ¦ ,Extreme asymmetry,
84873220_9.0 | Same as RM35UB330 ¦ IEC61810-1
84873220_92.0 | Same as RM35UB330 ¦ IEC62314,Only for solid state output,
84873220_93.0 | Same as RM35UB330 ¦ IEC62314,Only for solid state output,
84873220_94.0 | Same as RM35UB330 ¦ ,Measurement method,
84873220_95.0 | Same as RM35UB330 ¦ ,Phase lost , Same as RM35UB330 ¦ ,Phase sequence, Same as RM35UB330 ¦ ,Over / undervoltage (symmetry windows mode), Same as RM35UB330 ¦ ,Over voltage, Same as RM35UB330 ¦ ,Undervoltage , Same as RM35UB330 ¦ ,Phase asymmetry, Same as RM35UB330 ¦ ,Disconnection of neutral, Same as RM35UB330 ¦ ,Voltage Regeneration, Same as RM35UB330 ¦ ,Extreme undervoltage, Same as RM35UB330 ¦ ,Extreme Overvoltage, Same as RM35UB330 ¦ ,Extreme Asymmetry,
84873220_96.0 | Same as RM35UB330 ¦ ,"OFF" delay, Same as RM35UB330 ¦ ,"ON" delay, Same as RM35UB330 ¦ ,Inhibition,
84873221 | Same as RM35UB3N30 ¦ IEC60721-3-3,Climatic category, Same as RM35UB3N30 ¦ Germanisher Lloyd,Environmental category, Same as RM35UB3N30 ¦ IEC60947-5-1,Cyclic Damp Heat Test, Same as RM35UB3N30 ¦ ,Supply,Rated Same as RM35UB3N30 ¦ ,Input 1,Voltage Same as RM35UB3N30 ¦ ,Input 2,Spec Same as RM35UB3N30 ¦ ,Input 3, Same as RM35UB3N30 ¦ ,Output 1, Same as RM35UB3N30 ¦ ,Output 2, Same as RM35UB3N30 ¦ ,Measurement mode, Same as RM35UB3N30 Same as RM35UB3N30 Same as RM35UB3N30 Same as RM35UB3N30 Same as RM35UB3N30 Same as RM35UB3N30 ¦ ,MTTFd, Same as RM35UB3N30 ¦ ,B10d, Drawing / Diagram
84873221_1.0 | Same as RM35UB3N30 ¦ ,Depth,
84873221_10.0 | Same as RM35UB3N30
84873221_11.0 | Same as RM35UB3N30 Same as RM35UB3N30
84873221_12.0 | Same as RM35UB3N30 ¦ ,Operation,
84873221_13.0 | Same as RM35UB3N30 ¦ ,Storage,
84873221_14.0 | Same as RM35UB3N30 ¦ IEC60068-2-29
84873221_15.0 | Same as RM35UB3N30 ¦ ,Cable stripping length,
84873221_16.0 | Same as RM35UB3N30 ¦ ,Supply,Terminal Same as RM35UB3N30 ¦ ,Input 1, Same as RM35UB3N30 ¦ ,Input 2, Same as RM35UB3N30 ¦ ,Input 3, Same as RM35UB3N30 ¦ ,Output 1, Same as RM35UB3N30 ¦ ,Output 2,
84873221_17.0 | Same as RM35UB3N30 ¦ IEC60947-1,Solid cable without cable end (screw terminal), Same as RM35UB3N30 ¦ IEC60947-1,Flexible cable with cable end (screw terminal), Same as RM35UB3N30 ¦ IEC60947-1,Solid cable (spring terminal), Same as RM35UB3N30 ¦ IEC60947-1,Flexible cable (spring terminal),
84873221_18.0 | Same as RM35UB3N30
84873221_19.0 | Same as RM35UB3N30
84873221_2.0 | Same as RM35UB3N30 ¦ ,Height,
84873221_20.0 | Same as RM35UB3N30 ¦ IEC60255-27,Supply / Input 1, Same as RM35UB3N30 ¦ IEC60255-27,Supply / Input 2, Same as RM35UB3N30 ¦ IEC60255-27,Supply / Input 3, Same as RM35UB3N30 ¦ IEC60255-27,Supply / Output 1, Same as RM35UB3N30 ¦ IEC60255-27,Supply / Output 2, Same as RM35UB3N30 ¦ IEC60255-27,Output 1 / Output 2, Same as RM35UB3N30 ¦ IEC60255-27,Input 1 / Output 1, Same as RM35UB3N30 ¦ IEC60255-27,Input 1 / Output 2, Same as RM35UB3N30 ¦ IEC60255-27,Input 2 / Output 1, Same as RM35UB3N30 ¦ IEC60255-27,Input 2 / Output 2, Same as RM35UB3N30 ¦ IEC60255-27,Input 3 / Output 1, Same as RM35UB3N30 ¦ IEC60255-27,Input 3 / Output 2, Same as RM35UB3N30 ¦ IEC60255-27,Input 1 / Input 2, Same as RM35UB3N30 ¦ IEC60255-27,Input 2 / Input 3, Same as RM35UB3N30 ¦ IEC60255-27,Input 1 / Input 3,
84873221_21.0 | Same as RM35UB3N30 Same as RM35UB3N30 Same as RM35UB3N30 Same as RM35UB3N30
84873221_22.0 | Same as RM35UB3N30
84873221_23.0 | Same as RM35UB3N30 ¦ ,Generic immunity standard, Same as RM35UB3N30 ¦ IEC61000-4-2,Electrostatic discharge, Same as RM35UB3N30 ¦ IEC61000-4-3,Radiated RF & electromagnetic field, Same as RM35UB3N30 ¦ IEC61000-4-4,Fast transient / burst, Same as RM35UB3N30 ¦ IEC61000-4-5,Surge, Same as RM35UB3N30 ¦ IEC61000-4-6,Conducted RF disturbance, Same as RM35UB3N30 ¦ IEC61000-4-8,Power frequency magnetic field, Same as RM35UB3N30 ¦ IEC61000-4-11,Voltage dips, short interruption & variations on power line, Same as RM35UB3N30 ¦ IEC61000-4-18,1 MHz oscillation wave, Same as RM35UB3N30 ¦ IEC61000-4-29,DC voltage interruption, Same as RM35UB3N30 ¦ IEC61000-4-13,Low frequency harmonics, Same as RM35UB3N30 ¦ Germanisher Lloyd,Conducted low frequency interference (harmonics), Same as RM35UB3N30 ¦ ,Generic emission standard, Same as RM35UB3N30 ¦ EN55022 / CISPR22,Radiated RF & electromagnetic field (IT equiment), Same as RM35UB3N30 ¦ EN55011 / CISPR11,Radiated RF & electromagnetic field (Medical equiment), Same as RM35UB3N30 ¦ Germanisher Lloyd,Radiated emission from enclosure port, Same as RM35UB3N30 ¦ EN55022 / CISPR22,Conducted RF emission on power line (IT equiment), Same as RM35UB3N30 ¦ EN55011 / CISPR11,Conducted RF emission on power line (Medical equiment), Same as RM35UB3N30 ¦ Germanisher Lloyd,Conducted emission,
84873221_24.0 | Same as RM35UB3N30 ¦ ,Phase cut, Same as RM35UB3N30 ¦ ,Phase sequence, Same as RM35UB3N30 ¦ ,Over / undervoltage (symmetry windows mode), Same as RM35UB3N30 ¦ ,Over voltage, Same as RM35UB3N30 ¦ ,Undervoltage , Same as RM35UB3N30 ¦ ,Phase asymmetry, Same as RM35UB3N30 ¦ ,Disconnection of neutral, Same as RM35UB3N30 ¦ ,Voltage Regeneration, Same as RM35UB3N30 ¦ ,Extreme undervoltage (Phase loss), Same as RM35UB3N30 ¦ ,Extreme Overvoltage, Same as RM35UB3N30 ¦ ,Extreme Asymmetry,
84873221_25.0 | Same as RM35UB3N30 ¦ ,Rated frequency, Same as RM35UB3N30 ¦ ,Frequency operating range,
84873221_26.0 | Same as RM35UB3N30 ¦ ,Input nominal voltage selection,
84873221_27.0 | Same as RM35UB3N30 ¦ ,Input terminal,
84873221_28.0 | Same as RM35UB3N30 ¦ ,Internal input resistance,
84873221_29.0 | Same as RM35UB3N30 ¦ IEC60529,Terminal Block, Same as RM35UB3N30 ¦ IEC60529,Housing, Same as RM35UB3N30 ¦ IEC60529,Front Panel,
84873221_298.0 | Same as RM35UB3N30
84873221_3.0 | Same as RM35UB3N30 ¦ ,Width,
84873221_30.0 | Same as RM35UB3N30 Same as RM35UB3N30 ¦ ,Power supply availability, Same as RM35UB3N30 ¦ ,Power supply not availability, Same as RM35UB3N30 ¦ ,Timing in-progress, Same as RM35UB3N30 ¦ ,Output is energized, Same as RM35UB3N30 ¦ ,Output is de-energized, Same as RM35UB3N30 ¦ ,Range Setting Changes, Same as RM35UB3N30 ¦ ,Phase Cut, Same as RM35UB3N30 ¦ ,Phase Sequence Swap, Same as RM35UB3N30 ¦ ,Undervoltage <U, Same as RM35UB3N30 ¦ ,Overvoltage >U, Same as RM35UB3N30 ¦ ,Phase Asymmetry, Same as RM35UB3N30 ¦ ,Voltage Regeneration, Same as RM35UB3N30 ¦ ,Extreme Undervoltage <U (Phase loss), Same as RM35UB3N30 ¦ ,Extreme Overvoltage >U, Same as RM35UB3N30 ¦ ,Extreme Phase Asymmetry,
84873221_31.0 | UL, CSA, GL, CCC, CE, China ROHS
84873221_32.0 | UL, CSA, GL, CCC, CE, China ROHS
84873221_33.0 | Same as RM35UB3N30 ¦ IEC60068-2-30,Damp heat,XX
84873221_34.0 | Same as RM35UB3N30 ¦ ,through Un power reset, Same as RM35UB3N30 ¦ ,through front panel reset, Same as RM35UB3N30 ¦ ,through input control reset,
84873221_35.0 | Same as RM35UB3N30 ¦ ,on crossing the threshold, Same as RM35UB3N30 Same as RM35UB3N30 Same as RM35UB3N30 Same as RM35UB3N30
84873221_36.0 | Same as RM35UB3N30 ¦ IEC60068-3-3
84873221_37.0 | Same as RM35UB3N30 ¦ IEC60068-2-27
84873221_38.0 | Same as RM35UB3N30 Same as RM35UB3N30
84873221_39.0 | Same as RM35UB3N30
84873221_4.0 | Same as RM35UB3N30 ¦ IEC60255-27,Supply / Input 1, Same as RM35UB3N30 ¦ IEC60255-27,Supply / Input 2, Same as RM35UB3N30 ¦ IEC60255-27,Supply / Input 3, Same as RM35UB3N30 ¦ IEC60255-27,Supply / Output 1, Same as RM35UB3N30 ¦ IEC60255-27,Supply / Output 2, Same as RM35UB3N30 ¦ IEC60255-27,Output 1 / Output 2, Same as RM35UB3N30 ¦ IEC60255-27,Input 1 / Output 1, Same as RM35UB3N30 ¦ IEC60255-27,Input 1 / Output 2, Same as RM35UB3N30 ¦ IEC60255-27,Input 2 / Output 1, Same as RM35UB3N30 ¦ IEC60255-27,Input 2 / Output 2, Same as RM35UB3N30 ¦ IEC60255-27,Input 3 / Output 1, Same as RM35UB3N30 ¦ IEC60255-27,Input 3 / Output 2, Same as RM35UB3N30 ¦ IEC60255-27,Input 1 / Input 2, Same as RM35UB3N30 ¦ IEC60255-27,Input 2 / Input 3, Same as RM35UB3N30 ¦ IEC60255-27,Input 1 / Input 3,
84873221_40.0 | Same as RM35UB3N30 ¦ IEC60664-1
84873221_41.0 | Same as RM35UB3N30 ¦ IEC60947-5-1
84873221_42.0 | Same as RM35UB3N30 ¦ IEC60947-1,Tightening torque,
84873221_43.0 | Same as RM35UB3N30 ¦ IEC60068-2-6
84873221_44.0 | Same as RM35UB3N30 ¦ ,Setting accuracy,
84873221_45.0 | Same as RM35UB3N30
84873221_46.0 | Same as RM35UB3N30 ¦ ,Repeat accuracy (constant parameters),
84873221_47.0 | Same as RM35UB3N30
84873221_48.0 | Same as RM35UB3N30 ¦ ,MTTF, Same as RM35UB3N30 ¦ ,B10,
84873221_49.0 | Same as RM35UB3N30 ¦ IEC60947-5-1,Relay Output by external fuse, Same as RM35UB3N30 ¦ IEC62314,Solid State Output by external fuse,
84873221_5.0 | Same as RM35UB3N30
84873221_50.0 | Same as RM35UB3N30 ¦ ,In relation to normal vertical mounting plane,
84873221_51.0 | Same as RM35UB3N30 ¦ IEC/EN 60715,Without socket, Same as RM35UB3N30 ¦ IEC/EN 60715,With socket,
84873221_53.0 | Same as RM35UB3N30
84873221_54.0 | Same as RM35UB3N30
84873221_55.0 | Same as RM35UB3N30 ¦ IEC60664-1
84873221_58.0 | Same as RM35UB3N30 ¦ ,Maximum measuring cycles,
84873221_59.0 | Same as RM35UB3N30 ¦ ,Maximum switching voltage, Same as RM35UB3N30 ¦ ,Maximum switching current, Same as RM35UB3N30 ¦ ,Maximum switching capacity,
84873221_6.0 | Same as RM35UB3N30 ¦ IEC60947-4-1,AC-1, Same as RM35UB3N30 ¦ IEC60947-4-1,DC-1, Same as RM35UB3N30 ¦ IEC60947-5-1,AC-15, Same as RM35UB3N30 ¦ IEC60947-5-1,DC-13,
84873221_60.0 | Same as RM35UB3N30 ¦ IEC60947-5-4,Minimum switching voltage, Same as RM35UB3N30 ¦ IEC60947-5-4,Minimum switching current, Same as RM35UB3N30 ¦ IEC60947-5-4,Minimum switching capacity,
84873221_61.0 | Same as RM35UB3N30 ¦ ,Horizontal, Same as RM35UB3N30 ¦ ,Vertical,
84873221_62.0 | Same as RM35UB3N30
84873221_63.0 | Same as RM35UB3N30 ¦ ,R1 (11-12-14), Same as RM35UB3N30 ¦ ,R2 (21-22-24),
84873221_64.0 | Same as RM35UB3N30
84873221_65.0 | Same as RM35UB3N30
84873221_66.0 | Same as RM35UB3N30 ¦ ,permissible input overload,
84873221_67.0 | Same as RM35UB3N30
84873221_68.0 | Same as RM35UB3N30 ¦ ,"OFF" delay, Same as RM35UB3N30 ¦ ,"ON" delay, Same as RM35UB3N30 ¦ ,Inhibition,
84873221_69.0 | Same as RM35UB3N30 ¦ ,Phase cut, Same as RM35UB3N30 ¦ ,Phase sequence, Same as RM35UB3N30 ¦ ,Over / undervoltage (symmetry windows mode), Same as RM35UB3N30 ¦ ,Over voltage, Same as RM35UB3N30 ¦ ,Undervoltage , Same as RM35UB3N30 ¦ ,Phase asymmetry, Same as RM35UB3N30 ¦ ,Disconnection of neutral, Same as RM35UB3N30 ¦ ,Voltage Regeneration, Same as RM35UB3N30 ¦ ,Extreme undervoltage (Phase loss), Same as RM35UB3N30 ¦ ,Extreme Overvoltage, Same as RM35UB3N30 ¦ ,Extreme Asymmetry,
84873221_7.0 | Same as RM35UB3N30 ¦ IEC60664-1,Supply, Same as RM35UB3N30 ¦ IEC60664-1,Input 1, Same as RM35UB3N30 ¦ IEC60664-1,Input 2, Same as RM35UB3N30 ¦ IEC60664-1,Input 3, Same as RM35UB3N30 ¦ IEC60664-1,Output 1, Same as RM35UB3N30 ¦ IEC60664-1,Output 2, Same as RM35UB3N30 ¦ IEC60664-1,Supply / Input 1,Galvanic Same as RM35UB3N30 ¦ IEC60664-1,Supply / Input 2,Isolated Same as RM35UB3N30 ¦ IEC60664-1,Supply / Input 3,Circuit Same as RM35UB3N30 ¦ IEC60664-1,Supply / Output 1, Same as RM35UB3N30 ¦ IEC60664-1,Supply / Output 2, Same as RM35UB3N30 ¦ IEC60664-1,Output 1 / Output 2, Same as RM35UB3N30 ¦ IEC60664-1,Input 1 / Output 1, Same as RM35UB3N30 ¦ IEC60664-1,Input 1 / Output 2, Same as RM35UB3N30 ¦ IEC60664-1,Input 2 / Output 1, Same as RM35UB3N30 ¦ IEC60664-1,Input 2 / Output 2, Same as RM35UB3N30 ¦ IEC60664-1,Input 3 / Output 1, Same as RM35UB3N30 ¦ IEC60664-1,Input 3 / Output 2, Same as RM35UB3N30 ¦ IEC60664-1,Input 1 / Input 2, Same as RM35UB3N30 ¦ IEC60664-1,Input 2 / Input 3, Same as RM35UB3N30 ¦ IEC60664-1,Input 1 / Input 3,
84873221_70.0 | Same as RM35UB3N30 Same as RM35UB3N30
84873221_71.0 | Same as RM35UB3N30 ¦ ,Measurement error with supply voltage variation, Same as RM35UB3N30 ¦ ,Measurement error with temperature variation,
84873221_77.0 | Same as RM35UB3N30 ¦ IEC61810-1,Rated switching current,
84873221_78.0 | Same as RM35UB3N30 ¦ IEC61810-1,Rated switching voltage,
84873221_8.0 | Same as RM35UB3N30 ¦ IEC60664-1,Supply, Same as RM35UB3N30 ¦ IEC60664-1,Input 1, Same as RM35UB3N30 ¦ IEC60664-1,Input 2, Same as RM35UB3N30 ¦ IEC60664-1,Input 3, Same as RM35UB3N30 ¦ IEC60664-1,Output 1, Same as RM35UB3N30 ¦ IEC60664-1,Output 2, Same as RM35UB3N30 ¦ IEC60664-1,Supply / Input 1,Galvanic Same as RM35UB3N30 ¦ IEC60664-1,Supply / Input 2,Isolated Same as RM35UB3N30 ¦ IEC60664-1,Supply / Input 3,Circuit Same as RM35UB3N30 ¦ IEC60664-1,Supply / Output 1, Same as RM35UB3N30 ¦ IEC60664-1,Supply / Output 2, Same as RM35UB3N30 ¦ IEC60664-1,Output 1 / Output 2, Same as RM35UB3N30 ¦ IEC60664-1,Input 1 / Output 1, Same as RM35UB3N30 ¦ IEC60664-1,Input 1 / Output 2, Same as RM35UB3N30 ¦ IEC60664-1,Input 2 / Output 1, Same as RM35UB3N30 ¦ IEC60664-1,Input 2 / Output 2, Same as RM35UB3N30 ¦ IEC60664-1,Input 3 / Output 1, Same as RM35UB3N30 ¦ IEC60664-1,Input 3 / Output 2, Same as RM35UB3N30 ¦ IEC60664-1,Input 1 / Input 2, Same as RM35UB3N30 ¦ IEC60664-1,Input 2 / Input 3, Same as RM35UB3N30 ¦ IEC60664-1,Input 1 / Input 3,
84873221_81.0 | Same as RM35UB3N30 ¦ ,Phase lost , Same as RM35UB3N30 ¦ ,Phase sequence, Same as RM35UB3N30 ¦ ,Over / undervoltage (symmetry windows mode), Same as RM35UB3N30 ¦ ,Over voltage, Same as RM35UB3N30 ¦ ,Undervoltage , Same as RM35UB3N30 ¦ ,Phase asymmetry, Same as RM35UB3N30 ¦ ,Disconnection of neutral, Same as RM35UB3N30 ¦ ,Voltage Regeneration, Same as RM35UB3N30 ¦ ,Extreme undervoltage, Same as RM35UB3N30 ¦ ,Extreme overvoltage, Same as RM35UB3N30 ¦ ,Extreme asymmetry,
84873221_9.0 | Same as RM35UB3N30 ¦ IEC61810-1
84873221_92.0 | Same as RM35UB3N30 ¦ IEC62314,Only for solid state output,
84873221_93.0 | Same as RM35UB3N30 ¦ IEC62314,Only for solid state output,
84873221_94.0 | Same as RM35UB3N30 ¦ ,Measurement method,
84873221_95.0 | Same as RM35UB3N30 ¦ ,Phase lost , Same as RM35UB3N30 ¦ ,Phase sequence, Same as RM35UB3N30 ¦ ,Over / undervoltage (symmetry windows mode), Same as RM35UB3N30 ¦ ,Over voltage, Same as RM35UB3N30 ¦ ,Undervoltage , Same as RM35UB3N30 ¦ ,Phase asymmetry, Same as RM35UB3N30 ¦ ,Disconnection of neutral, Same as RM35UB3N30 ¦ ,Voltage Regeneration, Same as RM35UB3N30 ¦ ,Extreme undervoltage, Same as RM35UB3N30 ¦ ,Extreme Overvoltage, Same as RM35UB3N30 ¦ ,Extreme Asymmetry,
84873221_96.0 | Same as RM35UB3N30 ¦ ,"OFF" delay, Same as RM35UB3N30 ¦ ,"ON" delay, Same as RM35UB3N30 ¦ ,Inhibition,
84873222 | Same as RM17UB310 ¦ IEC60721-3-3,Climatic category, Same as RM17UB310 ¦ Germanisher Lloyd,Environmental category, Same as RM17UB310 ¦ IEC60947-5-1,Cyclic Damp Heat Test, Same as RM17UB310 ¦ ,Supply,Rated Same as RM17UB310 ¦ ,Input 1,Voltage Same as RM17UB310 ¦ ,Input 2,Spec Same as RM17UB310 ¦ ,Input 3, Same as RM17UB310 ¦ ,Output 1, Same as RM17UB310 ¦ ,Output 2, Same as RM17UB310 ¦ ,Measurement mode, Same as RM17UB310 Same as RM17UB310 Same as RM17UB310 Same as RM17UB310 Same as RM17UB310 ¦ ,MTTFd, Same as RM17UB310 ¦ ,B10d, Drawing / Diagram
84873222_1.0 | Same as RM17UB310 ¦ ,Depth,
84873222_10.0 | Same as RM17UB310
84873222_11.0 | Same as RM17UB310 Same as RM17UB310
84873222_12.0 | Same as RM17UB310 ¦ ,Operation,
84873222_13.0 | Same as RM17UB310 ¦ ,Storage,
84873222_14.0 | Same as RM17UB310 ¦ IEC60068-2-29
84873222_15.0 | Same as RM17UB310 ¦ ,Cable stripping length,
84873222_16.0 | Same as RM17UB310 ¦ ,Supply,Terminal Same as RM17UB310 ¦ ,Input 1, Same as RM17UB310 ¦ ,Input 2, Same as RM17UB310 ¦ ,Input 3, Same as RM17UB310 ¦ ,Output 1, Same as RM17UB310 ¦ ,Output 2,
84873222_17.0 | Same as RM17UB310 ¦ IEC60947-1,Solid cable without cable end (screw terminal), Same as RM17UB310 ¦ IEC60947-1,Flexible cable with cable end (screw terminal), Same as RM17UB310 ¦ IEC60947-1,Solid cable (spring terminal), Same as RM17UB310 ¦ IEC60947-1,Flexible cable (spring terminal),
84873222_18.0 | Same as RM17UB310
84873222_19.0 | Same as RM17UB310
84873222_2.0 | Same as RM17UB310 ¦ ,Height,
84873222_20.0 | Same as RM17UB310 ¦ IEC60255-27,Supply / Input 1, Same as RM17UB310 ¦ IEC60255-27,Supply / Input 2, Same as RM17UB310 ¦ IEC60255-27,Supply / Input 3, Same as RM17UB310 ¦ IEC60255-27,Supply / Output 1, Same as RM17UB310 ¦ IEC60255-27,Supply / Output 2, Same as RM17UB310 ¦ IEC60255-27,Output 1 / Output 2, Same as RM17UB310 ¦ IEC60255-27,Input 1 / Output 1, Same as RM17UB310 ¦ IEC60255-27,Input 1 / Output 2, Same as RM17UB310 ¦ IEC60255-27,Input 2 / Output 1, Same as RM17UB310 ¦ IEC60255-27,Input 2 / Output 2, Same as RM17UB310 ¦ IEC60255-27,Input 3 / Output 1, Same as RM17UB310 ¦ IEC60255-27,Input 3 / Output 2, Same as RM17UB310 ¦ IEC60255-27,Input 1 / Input 2, Same as RM17UB310 ¦ IEC60255-27,Input 2 / Input 3, Same as RM17UB310 ¦ IEC60255-27,Input 1 / Input 3,
84873222_21.0 | Same as RM17UB310 Same as RM17UB310 Same as RM17UB310 Same as RM17UB310
84873222_22.0 | Same as RM17UB310
84873222_23.0 | Same as RM17UB310 ¦ ,Generic immunity standard, Same as RM17UB310 ¦ IEC61000-4-2,Electrostatic discharge, Same as RM17UB310 ¦ IEC61000-4-3,Radiated RF & electromagnetic field, Same as RM17UB310 ¦ IEC61000-4-4,Fast transient / burst, Same as RM17UB310 ¦ IEC61000-4-5,Surge, Same as RM17UB310 ¦ IEC61000-4-6,Conducted RF disturbance, Same as RM17UB310 ¦ IEC61000-4-8,Power frequency magnetic field, Same as RM17UB310 ¦ IEC61000-4-11,Voltage dips, short interruption & variations on power line, Same as RM17UB310 ¦ IEC61000-4-18,1 MHz oscillation wave, Same as RM17UB310 ¦ IEC61000-4-29,DC voltage interruption, Same as RM17UB310 ¦ IEC61000-4-13,Low frequency harmonics, Same as RM17UB310 ¦ Germanisher Lloyd,Conducted low frequency interference (harmonics), Same as RM17UB310 ¦ ,Generic emission standard, Same as RM17UB310 ¦ EN55022 / CISPR22,Radiated RF & electromagnetic field (IT equiment), Same as RM17UB310 ¦ EN55011 / CISPR11,Radiated RF & electromagnetic field (Medical equiment), Same as RM17UB310 ¦ Germanisher Lloyd,Radiated emission from enclosure port, Same as RM17UB310 ¦ EN55022 / CISPR22,Conducted RF emission on power line (IT equiment), Same as RM17UB310 ¦ EN55011 / CISPR11,Conducted RF emission on power line (Medical equiment), Same as RM17UB310 ¦ Germanisher Lloyd,Conducted emission,
84873222_24.0 | Same as RM17UB310 ¦ ,Phase cut, Same as RM17UB310 ¦ ,Phase sequence, Same as RM17UB310 ¦ ,Over / undervoltage (symmetry windows mode), Same as RM17UB310 ¦ ,Over voltage, Same as RM17UB310 ¦ ,Undervoltage , Same as RM17UB310 ¦ ,Phase asymmetry, Same as RM17UB310 ¦ ,Disconnection of neutral, Same as RM17UB310 ¦ ,Voltage Regeneration, Same as RM17UB310 ¦ ,Extreme undervoltage (Phase loss), Same as RM17UB310 ¦ ,Extreme Overvoltage, Same as RM17UB310 ¦ ,Extreme Asymmetry,
84873222_25.0 | Same as RM17UB310 ¦ ,Rated frequency, Same as RM17UB310 ¦ ,Frequency operating range,
84873222_26.0 | Same as RM17UB310 ¦ ,Input nominal voltage selection,
84873222_27.0 | Same as RM17UB310 ¦ ,Input terminal,
84873222_28.0 | Same as RM17UB310 ¦ ,Internal input resistance,
84873222_29.0 | Same as RM17UB310 ¦ IEC60529,Terminal Block, Same as RM17UB310 ¦ IEC60529,Housing, Same as RM17UB310 ¦ IEC60529,Front Panel,
84873222_298.0 | Same as RM17UB310
84873222_3.0 | Same as RM17UB310 ¦ ,Width,
84873222_30.0 | Same as RM17UB310 Same as RM17UB310 ¦ ,Power supply availability, Same as RM17UB310 ¦ ,Power supply not availability, Same as RM17UB310 ¦ ,Timing in-progress, Same as RM17UB310 ¦ ,Output is energized, Same as RM17UB310 ¦ ,Output is de-energized, Same as RM17UB310 ¦ ,Range Setting Changes, Same as RM17UB310 ¦ ,Phase Cut, Same as RM17UB310 ¦ ,Phase Sequence Swap, Same as RM17UB310 ¦ ,Undervoltage <U, Same as RM17UB310 ¦ ,Overvoltage >U, Same as RM17UB310 ¦ ,Phase Asymmetry, Same as RM17UB310 ¦ ,Voltage Regeneration, Same as RM17UB310 ¦ ,Extreme Undervoltage <U (Phase loss), Same as RM17UB310 ¦ ,Extreme Overvoltage >U, Same as RM17UB310 ¦ ,Extreme Phase Asymmetry,
84873222_31.0 | UL, CSA, GL, CCC, CE, China ROHS
84873222_32.0 | UL, CSA, GL, CCC, CE, China ROHS
84873222_33.0 | Same as RM17UB310 ¦ IEC60068-2-30,Damp heat,XX
84873222_34.0 | Same as RM17UB310 ¦ ,through Un power reset, Same as RM17UB310 ¦ ,through front panel reset, Same as RM17UB310 ¦ ,through input control reset,
84873222_35.0 | Same as RM17UB310 ¦ ,on crossing the threshold, Same as RM17UB310 Same as RM17UB310 Same as RM17UB310 Same as RM17UB310
84873222_36.0 | Same as RM17UB310 ¦ IEC60068-3-3
84873222_37.0 | Same as RM17UB310 ¦ IEC60068-2-27
84873222_38.0 | Same as RM17UB310 Same as RM17UB310
84873222_39.0 | Same as RM17UB310
84873222_4.0 | Same as RM17UB310 ¦ IEC60255-27,Supply / Input 1, Same as RM17UB310 ¦ IEC60255-27,Supply / Input 2, Same as RM17UB310 ¦ IEC60255-27,Supply / Input 3, Same as RM17UB310 ¦ IEC60255-27,Supply / Output 1, Same as RM17UB310 ¦ IEC60255-27,Supply / Output 2, Same as RM17UB310 ¦ IEC60255-27,Output 1 / Output 2, Same as RM17UB310 ¦ IEC60255-27,Input 1 / Output 1, Same as RM17UB310 ¦ IEC60255-27,Input 1 / Output 2, Same as RM17UB310 ¦ IEC60255-27,Input 2 / Output 1, Same as RM17UB310 ¦ IEC60255-27,Input 2 / Output 2, Same as RM17UB310 ¦ IEC60255-27,Input 3 / Output 1, Same as RM17UB310 ¦ IEC60255-27,Input 3 / Output 2, Same as RM17UB310 ¦ IEC60255-27,Input 1 / Input 2, Same as RM17UB310 ¦ IEC60255-27,Input 2 / Input 3, Same as RM17UB310 ¦ IEC60255-27,Input 1 / Input 3,
84873222_40.0 | Same as RM17UB310 ¦ IEC60664-1
84873222_41.0 | Same as RM17UB310 ¦ IEC60947-5-1
84873222_42.0 | Same as RM17UB310 ¦ IEC60947-1,Tightening torque,
84873222_43.0 | Same as RM17UB310 ¦ IEC60068-2-6
84873222_44.0 | Same as RM17UB310 ¦ ,Setting accuracy,
84873222_45.0 | Same as RM17UB310
84873222_46.0 | Same as RM17UB310 ¦ ,Repeat accuracy (constant parameters),
84873222_47.0 | Same as RM17UB310
84873222_48.0 | Same as RM17UB310 ¦ ,MTTF, Same as RM17UB310 ¦ ,B10,
84873222_49.0 | Same as RM17UB310 ¦ IEC60947-5-1,Relay Output by external fuse, Same as RM17UB310 ¦ IEC62314,Solid State Output by external fuse,
84873222_5.0 | Same as RM17UB310
84873222_50.0 | Same as RM17UB310 ¦ ,In relation to normal vertical mounting plane,
84873222_51.0 | Same as RM17UB310 ¦ IEC/EN 60715,Without socket, Same as RM17UB310 ¦ IEC/EN 60715,With socket,
84873222_53.0 | Same as RM17UB310
84873222_54.0 | Same as RM17UB310
84873222_55.0 | Same as RM17UB310 ¦ IEC60664-1
84873222_58.0 | Same as RM17UB310 ¦ ,Maximum measuring cycles,
84873222_59.0 | Same as RM17UB310 ¦ ,Maximum switching voltage, Same as RM17UB310 ¦ ,Maximum switching current, Same as RM17UB310 ¦ ,Maximum switching capacity,
84873222_6.0 | Same as RM17UB310 ¦ IEC60947-4-1,AC-1, Same as RM17UB310 ¦ IEC60947-4-1,DC-1, Same as RM17UB310 ¦ IEC60947-5-1,AC-15, Same as RM17UB310 ¦ IEC60947-5-1,DC-13,
84873222_60.0 | Same as RM17UB310 ¦ IEC60947-5-4,Minimum switching voltage, Same as RM17UB310 ¦ IEC60947-5-4,Minimum switching current, Same as RM17UB310 ¦ IEC60947-5-4,Minimum switching capacity,
84873222_61.0 | Same as RM17UB310 ¦ ,Horizontal, Same as RM17UB310 ¦ ,Vertical,
84873222_62.0 | Same as RM17UB310
84873222_63.0 | Same as RM17UB310 ¦ ,R1 (11-12-14), Same as RM17UB310 ¦ ,R2 (21-22-24),
84873222_64.0 | Same as RM17UB310
84873222_65.0 | Same as RM17UB310
84873222_66.0 | Same as RM17UB310 ¦ ,permissible input overload,
84873222_67.0 | Same as RM17UB310
84873222_68.0 | Same as RM17UB310 ¦ ,"OFF" delay, Same as RM17UB310 ¦ ,"ON" delay, Same as RM17UB310 ¦ ,Inhibition,
84873222_69.0 | Same as RM17UB310 ¦ ,Phase cut, Same as RM17UB310 ¦ ,Phase sequence, Same as RM17UB310 ¦ ,Over / undervoltage (symmetry windows mode), Same as RM17UB310 ¦ ,Over voltage, Same as RM17UB310 ¦ ,Undervoltage , Same as RM17UB310 ¦ ,Phase asymmetry, Same as RM17UB310 ¦ ,Disconnection of neutral, Same as RM17UB310 ¦ ,Voltage Regeneration, Same as RM17UB310 ¦ ,Extreme undervoltage (Phase loss), Same as RM17UB310 ¦ ,Extreme Overvoltage, Same as RM17UB310 ¦ ,Extreme Asymmetry,
84873222_7.0 | Same as RM17UB310 ¦ IEC60664-1,Supply, Same as RM17UB310 ¦ IEC60664-1,Input 1, Same as RM17UB310 ¦ IEC60664-1,Input 2, Same as RM17UB310 ¦ IEC60664-1,Input 3, Same as RM17UB310 ¦ IEC60664-1,Output 1, Same as RM17UB310 ¦ IEC60664-1,Output 2, Same as RM17UB310 ¦ IEC60664-1,Supply / Input 1,Galvanic Same as RM17UB310 ¦ IEC60664-1,Supply / Input 2,Isolated Same as RM17UB310 ¦ IEC60664-1,Supply / Input 3,Circuit Same as RM17UB310 ¦ IEC60664-1,Supply / Output 1, Same as RM17UB310 ¦ IEC60664-1,Supply / Output 2, Same as RM17UB310 ¦ IEC60664-1,Output 1 / Output 2, Same as RM17UB310 ¦ IEC60664-1,Input 1 / Output 1, Same as RM17UB310 ¦ IEC60664-1,Input 1 / Output 2, Same as RM17UB310 ¦ IEC60664-1,Input 2 / Output 1, Same as RM17UB310 ¦ IEC60664-1,Input 2 / Output 2, Same as RM17UB310 ¦ IEC60664-1,Input 3 / Output 1, Same as RM17UB310 ¦ IEC60664-1,Input 3 / Output 2, Same as RM17UB310 ¦ IEC60664-1,Input 1 / Input 2, Same as RM17UB310 ¦ IEC60664-1,Input 2 / Input 3, Same as RM17UB310 ¦ IEC60664-1,Input 1 / Input 3,
84873222_70.0 | Same as RM17UB310 Same as RM17UB310
84873222_71.0 | Same as RM17UB310 ¦ ,Measurement error with supply voltage variation, Same as RM17UB310 ¦ ,Measurement error with temperature variation,
84873222_77.0 | Same as RM17UB310 ¦ IEC61810-1,Rated switching current,
84873222_78.0 | Same as RM17UB310 ¦ IEC61810-1,Rated switching voltage,
84873222_8.0 | Same as RM17UB310 ¦ IEC60664-1,Supply, Same as RM17UB310 ¦ IEC60664-1,Input 1, Same as RM17UB310 ¦ IEC60664-1,Input 2, Same as RM17UB310 ¦ IEC60664-1,Input 3, Same as RM17UB310 ¦ IEC60664-1,Output 1, Same as RM17UB310 ¦ IEC60664-1,Output 2, Same as RM17UB310 ¦ IEC60664-1,Supply / Input 1,Galvanic Same as RM17UB310 ¦ IEC60664-1,Supply / Input 2,Isolated Same as RM17UB310 ¦ IEC60664-1,Supply / Input 3,Circuit Same as RM17UB310 ¦ IEC60664-1,Supply / Output 1, Same as RM17UB310 ¦ IEC60664-1,Supply / Output 2, Same as RM17UB310 ¦ IEC60664-1,Output 1 / Output 2, Same as RM17UB310 ¦ IEC60664-1,Input 1 / Output 1, Same as RM17UB310 ¦ IEC60664-1,Input 1 / Output 2, Same as RM17UB310 ¦ IEC60664-1,Input 2 / Output 1, Same as RM17UB310 ¦ IEC60664-1,Input 2 / Output 2, Same as RM17UB310 ¦ IEC60664-1,Input 3 / Output 1, Same as RM17UB310 ¦ IEC60664-1,Input 3 / Output 2, Same as RM17UB310 ¦ IEC60664-1,Input 1 / Input 2, Same as RM17UB310 ¦ IEC60664-1,Input 2 / Input 3, Same as RM17UB310 ¦ IEC60664-1,Input 1 / Input 3,
84873222_81.0 | Same as RM17UB310 ¦ ,Phase lost , Same as RM17UB310 ¦ ,Phase sequence, Same as RM17UB310 ¦ ,Over / undervoltage (symmetry windows mode), Same as RM17UB310 ¦ ,Over voltage, Same as RM17UB310 ¦ ,Undervoltage , Same as RM17UB310 ¦ ,Phase asymmetry, Same as RM17UB310 ¦ ,Disconnection of neutral, Same as RM17UB310 ¦ ,Voltage Regeneration, Same as RM17UB310 ¦ ,Extreme undervoltage, Same as RM17UB310 ¦ ,Extreme overvoltage, Same as RM17UB310 ¦ ,Extreme asymmetry,
84873222_9.0 | Same as RM17UB310 ¦ IEC61810-1
84873222_92.0 | Same as RM17UB310 ¦ IEC62314,Only for solid state output,
84873222_93.0 | Same as RM17UB310 ¦ IEC62314,Only for solid state output,
84873222_94.0 | Same as RM17UB310 ¦ ,Measurement method,
84873222_95.0 | Same as RM17UB310 ¦ ,Phase lost , Same as RM17UB310 ¦ ,Phase sequence, Same as RM17UB310 ¦ ,Over / undervoltage (symmetry windows mode), Same as RM17UB310 ¦ ,Over voltage, Same as RM17UB310 ¦ ,Undervoltage , Same as RM17UB310 ¦ ,Phase asymmetry, Same as RM17UB310 ¦ ,Disconnection of neutral, Same as RM17UB310 ¦ ,Voltage Regeneration, Same as RM17UB310 ¦ ,Extreme undervoltage, Same as RM17UB310 ¦ ,Extreme Overvoltage, Same as RM17UB310 ¦ ,Extreme Asymmetry,
84873222_96.0 | Same as RM17UB310 ¦ ,"OFF" delay, Same as RM17UB310 ¦ ,"ON" delay, Same as RM17UB310 ¦ ,Inhibition,
84873804 | Same as RM17TA00 ¦ IEC60721-3-3,Climatic category, Same as RM17TA00 ¦ Germanisher Lloyd,Environmental category, Same as RM17TA00 ¦ IEC60947-5-1,Cyclic Damp Heat Test, Same as RM17TA00 ¦ ,Supply,Rated Same as RM17TA00 ¦ ,Input 1,Voltage Same as RM17TA00 ¦ ,Input 2,Spec Same as RM17TA00 ¦ ,Input 3, Same as RM17TA00 ¦ ,Output 1, Same as RM17TA00 ¦ ,Output 2, Same as RM17TA00 ¦ ,Measurement mode, Same as RM17TA00 Same as RM17TA00 Same as RM17TA00 Same as RM17TA00 Same as RM17TA00 ¦ ,MTTFd, Same as RM17TA00 ¦ ,B10d, Drawing / Diagram
84873804_1.0 | Same as RM17TA00 ¦ ,Depth,
84873804_10.0 | Same as RM17TA00
84873804_11.0 | Same as RM17TA00 Same as RM17TA00
84873804_12.0 | Same as RM17TA00 ¦ ,Operation,
84873804_13.0 | Same as RM17TA00 ¦ ,Storage,
84873804_14.0 | Same as RM17TA00 ¦ IEC60068-2-29
84873804_15.0 | Same as RM17TA00 ¦ ,Cable stripping length,
84873804_16.0 | Same as RM17TA00 ¦ ,Supply,Terminal Same as RM17TA00 ¦ ,Input 1, Same as RM17TA00 ¦ ,Input 2, Same as RM17TA00 ¦ ,Input 3, Same as RM17TA00 ¦ ,Output 1, Same as RM17TA00 ¦ ,Output 2,
84873804_17.0 | Same as RM17TA00 ¦ IEC60947-1,Solid cable without cable end (screw terminal), Same as RM17TA00 ¦ IEC60947-1,Flexible cable with cable end (screw terminal), Same as RM17TA00 ¦ IEC60947-1,Solid cable (spring terminal), Same as RM17TA00 ¦ IEC60947-1,Flexible cable (spring terminal),
84873804_18.0 | Same as RM17TA00
84873804_19.0 | Same as RM17TA00
84873804_2.0 | Same as RM17TA00 ¦ ,Height,
84873804_20.0 | Same as RM17TA00 ¦ IEC60255-27,Supply / Input 1, Same as RM17TA00 ¦ IEC60255-27,Supply / Input 2, Same as RM17TA00 ¦ IEC60255-27,Supply / Input 3, Same as RM17TA00 ¦ IEC60255-27,Supply / Output 1, Same as RM17TA00 ¦ IEC60255-27,Supply / Output 2, Same as RM17TA00 ¦ IEC60255-27,Output 1 / Output 2, Same as RM17TA00 ¦ IEC60255-27,Input 1 / Output 1, Same as RM17TA00 ¦ IEC60255-27,Input 1 / Output 2, Same as RM17TA00 ¦ IEC60255-27,Input 2 / Output 1, Same as RM17TA00 ¦ IEC60255-27,Input 2 / Output 2, Same as RM17TA00 ¦ IEC60255-27,Input 3 / Output 1, Same as RM17TA00 ¦ IEC60255-27,Input 3 / Output 2, Same as RM17TA00 ¦ IEC60255-27,Input 1 / Input 2, Same as RM17TA00 ¦ IEC60255-27,Input 2 / Input 3, Same as RM17TA00 ¦ IEC60255-27,Input 1 / Input 3,
84873804_21.0 | Same as RM17TA00 Same as RM17TA00 Same as RM17TA00 Same as RM17TA00
84873804_22.0 | Same as RM17TA00
84873804_23.0 | Same as RM17TA00 ¦ ,Generic immunity standard, Same as RM17TA00 ¦ IEC61000-4-2,Electrostatic discharge, Same as RM17TA00 ¦ IEC61000-4-3,Radiated RF & electromagnetic field, Same as RM17TA00 ¦ IEC61000-4-4,Fast transient / burst, Same as RM17TA00 ¦ IEC61000-4-5,Surge, Same as RM17TA00 ¦ IEC61000-4-6,Conducted RF disturbance, Same as RM17TA00 ¦ IEC61000-4-8,Power frequency magnetic field, Same as RM17TA00 ¦ IEC61000-4-11,Voltage dips, short interruption & variations on power line, Same as RM17TA00 ¦ IEC61000-4-18,1 MHz oscillation wave, Same as RM17TA00 ¦ IEC61000-4-29,DC voltage interruption, Same as RM17TA00 ¦ IEC61000-4-13,Low frequency harmonics, Same as RM17TA00 ¦ Germanisher Lloyd,Conducted low frequency interference (harmonics), Same as RM17TA00 ¦ ,Generic emission standard, Same as RM17TA00 ¦ EN55022 / CISPR22,Radiated RF & electromagnetic field (IT equiment), Same as RM17TA00 ¦ EN55011 / CISPR11,Radiated RF & electromagnetic field (Medical equiment), Same as RM17TA00 ¦ Germanisher Lloyd,Radiated emission from enclosure port, Same as RM17TA00 ¦ EN55022 / CISPR22,Conducted RF emission on power line (IT equiment), Same as RM17TA00 ¦ EN55011 / CISPR11,Conducted RF emission on power line (Medical equiment), Same as RM17TA00 ¦ Germanisher Lloyd,Conducted emission,
84873804_24.0 | Same as RM17TA00 ¦ ,Phase cut, Same as RM17TA00 ¦ ,Phase sequence, Same as RM17TA00 ¦ ,Over / undervoltage (symmetry windows mode), Same as RM17TA00 ¦ ,Over voltage, Same as RM17TA00 ¦ ,Undervoltage , Same as RM17TA00 ¦ ,Phase asymmetry, Same as RM17TA00 ¦ ,Disconnection of neutral, Same as RM17TA00 ¦ ,Voltage Regeneration, Same as RM17TA00 ¦ ,Extreme undervoltage (Phase loss), Same as RM17TA00 ¦ ,Extreme Overvoltage, Same as RM17TA00 ¦ ,Extreme Asymmetry,
84873804_25.0 | Same as RM17TA00 ¦ ,Rated frequency, Same as RM17TA00 ¦ ,Frequency operating range,
84873804_26.0 | Same as RM17TA00 ¦ ,Input nominal voltage selection,
84873804_27.0 | Same as RM17TA00 ¦ ,Input terminal,
84873804_28.0 | Same as RM17TA00 ¦ ,Internal input resistance,
84873804_29.0 | Same as RM17TA00 ¦ IEC60529,Terminal Block, Same as RM17TA00 ¦ IEC60529,Housing, Same as RM17TA00 ¦ IEC60529,Front Panel,
84873804_298.0 | Same as RM17TA00
84873804_3.0 | Same as RM17TA00 ¦ ,Width,
84873804_30.0 | Same as RM17TA00 Same as RM17TA00 ¦ ,Power supply availability, Same as RM17TA00 ¦ ,Power supply not availability, Same as RM17TA00 ¦ ,Timing in-progress, Same as RM17TA00 ¦ ,Output is energized, Same as RM17TA00 ¦ ,Output is de-energized, Same as RM17TA00 ¦ ,Range Setting Changes, Same as RM17TA00 ¦ ,Phase Cut, Same as RM17TA00 ¦ ,Phase Sequence Swap, Same as RM17TA00 ¦ ,Undervoltage <U, Same as RM17TA00 ¦ ,Overvoltage >U, Same as RM17TA00 ¦ ,Phase Asymmetry, Same as RM17TA00 ¦ ,Voltage Regeneration, Same as RM17TA00 ¦ ,Extreme Undervoltage <U (Phase loss), Same as RM17TA00 ¦ ,Extreme Overvoltage >U, Same as RM17TA00 ¦ ,Extreme Phase Asymmetry,
84873804_31.0 | UL, CSA, CE, China ROHS
84873804_32.0 | UL, CSA, CE, China ROHS
84873804_33.0 | Same as RM17TA00 ¦ IEC60068-2-30,Damp heat,XX
84873804_34.0 | Same as RM17TA00 ¦ ,through Un power reset, Same as RM17TA00 ¦ ,through front panel reset, Same as RM17TA00 ¦ ,through input control reset,
84873804_35.0 | Same as RM17TA00 ¦ ,on crossing the threshold, Same as RM17TA00 Same as RM17TA00 Same as RM17TA00 Same as RM17TA00
84873804_36.0 | Same as RM17TA00 ¦ IEC60068-3-3
84873804_37.0 | Same as RM17TA00 ¦ IEC60068-2-27
84873804_38.0 | Same as RM17TA00 Same as RM17TA00
84873804_39.0 | Same as RM17TA00
84873804_4.0 | Same as RM17TA00 ¦ IEC60255-27,Supply / Input 1, Same as RM17TA00 ¦ IEC60255-27,Supply / Input 2, Same as RM17TA00 ¦ IEC60255-27,Supply / Input 3, Same as RM17TA00 ¦ IEC60255-27,Supply / Output 1, Same as RM17TA00 ¦ IEC60255-27,Supply / Output 2, Same as RM17TA00 ¦ IEC60255-27,Output 1 / Output 2, Same as RM17TA00 ¦ IEC60255-27,Input 1 / Output 1, Same as RM17TA00 ¦ IEC60255-27,Input 1 / Output 2, Same as RM17TA00 ¦ IEC60255-27,Input 2 / Output 1, Same as RM17TA00 ¦ IEC60255-27,Input 2 / Output 2, Same as RM17TA00 ¦ IEC60255-27,Input 3 / Output 1, Same as RM17TA00 ¦ IEC60255-27,Input 3 / Output 2, Same as RM17TA00 ¦ IEC60255-27,Input 1 / Input 2, Same as RM17TA00 ¦ IEC60255-27,Input 2 / Input 3, Same as RM17TA00 ¦ IEC60255-27,Input 1 / Input 3,
84873804_40.0 | Same as RM17TA00 ¦ IEC60664-1
84873804_41.0 | Same as RM17TA00 ¦ IEC60947-5-1
84873804_42.0 | Same as RM17TA00 ¦ IEC60947-1,Tightening torque,
84873804_43.0 | Same as RM17TA00 ¦ IEC60068-2-6
84873804_44.0 | Same as RM17TA00 ¦ ,Setting accuracy,
84873804_45.0 | Same as RM17TA00
84873804_46.0 | Same as RM17TA00 ¦ ,Repeat accuracy (constant parameters),
84873804_47.0 | Same as RM17TA00
84873804_48.0 | Same as RM17TA00 ¦ ,MTTF, Same as RM17TA00 ¦ ,B10,
84873804_49.0 | Same as RM17TA00 ¦ IEC60947-5-1,Relay Output by external fuse, Same as RM17TA00 ¦ IEC62314,Solid State Output by external fuse,
84873804_5.0 | Same as RM17TA00
84873804_50.0 | Same as RM17TA00 ¦ ,In relation to normal vertical mounting plane,
84873804_51.0 | Same as RM17TA00 ¦ IEC/EN 60715,Without socket, Same as RM17TA00 ¦ IEC/EN 60715,With socket,
84873804_53.0 | Same as RM17TA00
84873804_54.0 | Same as RM17TA00
84873804_55.0 | Same as RM17TA00 ¦ IEC60664-1
84873804_58.0 | Same as RM17TA00 ¦ ,Maximum measuring cycles,
84873804_59.0 | Same as RM17TA00 ¦ ,Maximum switching voltage, Same as RM17TA00 ¦ ,Maximum switching current, Same as RM17TA00 ¦ ,Maximum switching capacity,
84873804_6.0 | Same as RM17TA00 ¦ IEC60947-4-1,AC-1, Same as RM17TA00 ¦ IEC60947-4-1,DC-1, Same as RM17TA00 ¦ IEC60947-5-1,AC-15, Same as RM17TA00 ¦ IEC60947-5-1,DC-13,
84873804_60.0 | Same as RM17TA00 ¦ IEC60947-5-4,Minimum switching voltage, Same as RM17TA00 ¦ IEC60947-5-4,Minimum switching current, Same as RM17TA00 ¦ IEC60947-5-4,Minimum switching capacity,
84873804_61.0 | Same as RM17TA00 ¦ ,Horizontal, Same as RM17TA00 ¦ ,Vertical,
84873804_62.0 | Same as RM17TA00
84873804_63.0 | Same as RM17TA00 ¦ ,R1 (11-12-14), Same as RM17TA00 ¦ ,R2 (21-22-24),
84873804_64.0 | Same as RM17TA00
84873804_65.0 | Same as RM17TA00
84873804_66.0 | Same as RM17TA00 ¦ ,permissible input overload,
84873804_67.0 | Same as RM17TA00
84873804_68.0 | Same as RM17TA00 ¦ ,"OFF" delay, Same as RM17TA00 ¦ ,"ON" delay, Same as RM17TA00 ¦ ,Inhibition,
84873804_69.0 | Same as RM17TA00 ¦ ,Phase cut, Same as RM17TA00 ¦ ,Phase sequence, Same as RM17TA00 ¦ ,Over / undervoltage (symmetry windows mode), Same as RM17TA00 ¦ ,Over voltage, Same as RM17TA00 ¦ ,Undervoltage , Same as RM17TA00 ¦ ,Phase asymmetry, Same as RM17TA00 ¦ ,Disconnection of neutral, Same as RM17TA00 ¦ ,Voltage Regeneration, Same as RM17TA00 ¦ ,Extreme undervoltage (Phase loss), When > 543V +/- 5% last longer than 2s +/- 10% , output de-energized When > 543V +/- 5% last shorter than 2s +/- 10% , output energized ¦ ,Extreme Overvoltage, Same as RM17TA00 ¦ ,Extreme Asymmetry,
84873804_7.0 | Same as RM17TA00 ¦ IEC60664-1,Supply, Same as RM17TA00 ¦ IEC60664-1,Input 1, Same as RM17TA00 ¦ IEC60664-1,Input 2, Same as RM17TA00 ¦ IEC60664-1,Input 3, Same as RM17TA00 ¦ IEC60664-1,Output 1, Same as RM17TA00 ¦ IEC60664-1,Output 2, Same as RM17TA00 ¦ IEC60664-1,Supply / Input 1,Galvanic Same as RM17TA00 ¦ IEC60664-1,Supply / Input 2,Isolated Same as RM17TA00 ¦ IEC60664-1,Supply / Input 3,Circuit Same as RM17TA00 ¦ IEC60664-1,Supply / Output 1, Same as RM17TA00 ¦ IEC60664-1,Supply / Output 2, Same as RM17TA00 ¦ IEC60664-1,Output 1 / Output 2, Same as RM17TA00 ¦ IEC60664-1,Input 1 / Output 1, Same as RM17TA00 ¦ IEC60664-1,Input 1 / Output 2, Same as RM17TA00 ¦ IEC60664-1,Input 2 / Output 1, Same as RM17TA00 ¦ IEC60664-1,Input 2 / Output 2, Same as RM17TA00 ¦ IEC60664-1,Input 3 / Output 1, Same as RM17TA00 ¦ IEC60664-1,Input 3 / Output 2, Same as RM17TA00 ¦ IEC60664-1,Input 1 / Input 2, Same as RM17TA00 ¦ IEC60664-1,Input 2 / Input 3, Same as RM17TA00 ¦ IEC60664-1,Input 1 / Input 3,
84873804_70.0 | Same as RM17TA00 Same as RM17TA00
84873804_71.0 | Same as RM17TA00 ¦ ,Measurement error with supply voltage variation, Same as RM17TA00 ¦ ,Measurement error with temperature variation,
84873804_77.0 | Same as RM17TA00 ¦ IEC61810-1,Rated switching current,
84873804_78.0 | Same as RM17TA00 ¦ IEC61810-1,Rated switching voltage,
84873804_8.0 | Same as RM17TA00 ¦ IEC60664-1,Supply, Same as RM17TA00 ¦ IEC60664-1,Input 1, Same as RM17TA00 ¦ IEC60664-1,Input 2, Same as RM17TA00 ¦ IEC60664-1,Input 3, Same as RM17TA00 ¦ IEC60664-1,Output 1, Same as RM17TA00 ¦ IEC60664-1,Output 2, Same as RM17TA00 ¦ IEC60664-1,Supply / Input 1,Galvanic Same as RM17TA00 ¦ IEC60664-1,Supply / Input 2,Isolated Same as RM17TA00 ¦ IEC60664-1,Supply / Input 3,Circuit Same as RM17TA00 ¦ IEC60664-1,Supply / Output 1, Same as RM17TA00 ¦ IEC60664-1,Supply / Output 2, Same as RM17TA00 ¦ IEC60664-1,Output 1 / Output 2, Same as RM17TA00 ¦ IEC60664-1,Input 1 / Output 1, Same as RM17TA00 ¦ IEC60664-1,Input 1 / Output 2, Same as RM17TA00 ¦ IEC60664-1,Input 2 / Output 1, Same as RM17TA00 ¦ IEC60664-1,Input 2 / Output 2, Same as RM17TA00 ¦ IEC60664-1,Input 3 / Output 1, Same as RM17TA00 ¦ IEC60664-1,Input 3 / Output 2, Same as RM17TA00 ¦ IEC60664-1,Input 1 / Input 2, Same as RM17TA00 ¦ IEC60664-1,Input 2 / Input 3, Same as RM17TA00 ¦ IEC60664-1,Input 1 / Input 3,
84873804_81.0 | Same as RM17TA00 ¦ ,Phase lost , Same as RM17TA00 ¦ ,Phase sequence, Same as RM17TA00 ¦ ,Over / undervoltage (symmetry windows mode), Same as RM17TA00 ¦ ,Over voltage, Same as RM17TA00 ¦ ,Undervoltage , Same as RM17TA00 ¦ ,Phase asymmetry, Same as RM17TA00 ¦ ,Disconnection of neutral, Same as RM17TA00 ¦ ,Voltage Regeneration, Same as RM17TA00 ¦ ,Extreme undervoltage, Same as RM17TA00 ¦ ,Extreme overvoltage, Same as RM17TA00 ¦ ,Extreme asymmetry,
84873804_9.0 | Same as RM17TA00 ¦ IEC61810-1
84873804_92.0 | Same as RM17TA00 ¦ IEC62314,Only for solid state output,
84873804_93.0 | Same as RM17TA00 ¦ IEC62314,Only for solid state output,
84873804_94.0 | Same as RM17TA00 ¦ ,Measurement method,
84873804_95.0 | Same as RM17TA00 ¦ ,Phase lost , Same as RM17TA00 ¦ ,Phase sequence, Same as RM17TA00 ¦ ,Over / undervoltage (symmetry windows mode), Same as RM17TA00 ¦ ,Over voltage, Same as RM17TA00 ¦ ,Undervoltage , Same as RM17TA00 ¦ ,Phase asymmetry, Same as RM17TA00 ¦ ,Disconnection of neutral, Same as RM17TA00 ¦ ,Voltage Regeneration, Same as RM17TA00 ¦ ,Extreme undervoltage, Same as RM17TA00 ¦ ,Extreme Overvoltage, Same as RM17TA00 ¦ ,Extreme Asymmetry,
84873804_96.0 | Same as RM17TA00 ¦ ,"OFF" delay, Same as RM17TA00 ¦ ,"ON" delay, Same as RM17TA00 ¦ ,Inhibition,
84873805 | Same as RM17TU00 ¦ IEC60721-3-3,Climatic category, Same as RM17TU00 ¦ Germanisher Lloyd,Environmental category, Same as RM17TU00 ¦ IEC60947-5-1,Cyclic Damp Heat Test, Same as RM17TU00 ¦ ,Supply,Rated Same as RM17TU00 ¦ ,Input 1,Voltage Same as RM17TU00 ¦ ,Input 2,Spec Same as RM17TU00 ¦ ,Input 3, Same as RM17TU00 ¦ ,Output 1, Same as RM17TU00 ¦ ,Output 2, Same as RM17TU00 ¦ ,Measurement mode, Same as RM17TU00 Same as RM17TU00 Same as RM17TU00 Same as RM17TU00 Same as RM17TU00 ¦ ,MTTFd, Same as RM17TU00 ¦ ,B10d, Drawing / Diagram
84873805_1.0 | Same as RM17TU00 ¦ ,Depth,
84873805_10.0 | Same as RM17TU00
84873805_11.0 | Same as RM17TU00 Same as RM17TU00
84873805_12.0 | Same as RM17TU00 ¦ ,Operation,
84873805_13.0 | Same as RM17TU00 ¦ ,Storage,
84873805_14.0 | Same as RM17TU00 ¦ IEC60068-2-29
84873805_15.0 | Same as RM17TU00 ¦ ,Cable stripping length,
84873805_16.0 | Same as RM17TU00 ¦ ,Supply,Terminal Same as RM17TU00 ¦ ,Input 1, Same as RM17TU00 ¦ ,Input 2, Same as RM17TU00 ¦ ,Input 3, Same as RM17TU00 ¦ ,Output 1, Same as RM17TU00 ¦ ,Output 2,
84873805_17.0 | Same as RM17TU00 ¦ IEC60947-1,Solid cable without cable end (screw terminal), Same as RM17TU00 ¦ IEC60947-1,Flexible cable with cable end (screw terminal), Same as RM17TU00 ¦ IEC60947-1,Solid cable (spring terminal), Same as RM17TU00 ¦ IEC60947-1,Flexible cable (spring terminal),
84873805_18.0 | Same as RM17TU00
84873805_19.0 | Same as RM17TU00
84873805_2.0 | Same as RM17TU00 ¦ ,Height,
84873805_20.0 | Same as RM17TU00 ¦ IEC60255-27,Supply / Input 1, Same as RM17TU00 ¦ IEC60255-27,Supply / Input 2, Same as RM17TU00 ¦ IEC60255-27,Supply / Input 3, Same as RM17TU00 ¦ IEC60255-27,Supply / Output 1, Same as RM17TU00 ¦ IEC60255-27,Supply / Output 2, Same as RM17TU00 ¦ IEC60255-27,Output 1 / Output 2, Same as RM17TU00 ¦ IEC60255-27,Input 1 / Output 1, Same as RM17TU00 ¦ IEC60255-27,Input 1 / Output 2, Same as RM17TU00 ¦ IEC60255-27,Input 2 / Output 1, Same as RM17TU00 ¦ IEC60255-27,Input 2 / Output 2, Same as RM17TU00 ¦ IEC60255-27,Input 3 / Output 1, Same as RM17TU00 ¦ IEC60255-27,Input 3 / Output 2, Same as RM17TU00 ¦ IEC60255-27,Input 1 / Input 2, Same as RM17TU00 ¦ IEC60255-27,Input 2 / Input 3, Same as RM17TU00 ¦ IEC60255-27,Input 1 / Input 3,
84873805_21.0 | Same as RM17TU00 Same as RM17TU00 Same as RM17TU00 Same as RM17TU00
84873805_22.0 | Same as RM17TU00
84873805_23.0 | Same as RM17TU00 ¦ ,Generic immunity standard, Same as RM17TU00 ¦ IEC61000-4-2,Electrostatic discharge, Same as RM17TU00 ¦ IEC61000-4-3,Radiated RF & electromagnetic field, Same as RM17TU00 ¦ IEC61000-4-4,Fast transient / burst, Same as RM17TU00 ¦ IEC61000-4-5,Surge, Same as RM17TU00 ¦ IEC61000-4-6,Conducted RF disturbance, Same as RM17TU00 ¦ IEC61000-4-8,Power frequency magnetic field, Same as RM17TU00 ¦ IEC61000-4-11,Voltage dips, short interruption & variations on power line, Same as RM17TU00 ¦ IEC61000-4-18,1 MHz oscillation wave, Same as RM17TU00 ¦ IEC61000-4-29,DC voltage interruption, Same as RM17TU00 ¦ IEC61000-4-13,Low frequency harmonics, Same as RM17TU00 ¦ Germanisher Lloyd,Conducted low frequency interference (harmonics), Same as RM17TU00 ¦ ,Generic emission standard, Same as RM17TU00 ¦ EN55022 / CISPR22,Radiated RF & electromagnetic field (IT equiment), Same as RM17TU00 ¦ EN55011 / CISPR11,Radiated RF & electromagnetic field (Medical equiment), Same as RM17TU00 ¦ Germanisher Lloyd,Radiated emission from enclosure port, Same as RM17TU00 ¦ EN55022 / CISPR22,Conducted RF emission on power line (IT equiment), Same as RM17TU00 ¦ EN55011 / CISPR11,Conducted RF emission on power line (Medical equiment), Same as RM17TU00 ¦ Germanisher Lloyd,Conducted emission,
84873805_24.0 | Same as RM17TU00 ¦ ,Phase cut, Same as RM17TU00 ¦ ,Phase sequence, Same as RM17TU00 ¦ ,Over / undervoltage (symmetry windows mode), Same as RM17TU00 ¦ ,Over voltage, Fixed 5% of selected Un Internal design spec: 5% +/- 1.5% ¦ ,Undervoltage , Same as RM17TU00 ¦ ,Phase asymmetry, Same as RM17TU00 ¦ ,Disconnection of neutral, Same as RM17TU00 ¦ ,Voltage Regeneration, Same as RM17TU00 ¦ ,Extreme undervoltage (Phase loss), Same as RM17TU00 ¦ ,Extreme Overvoltage, Same as RM17TU00 ¦ ,Extreme Asymmetry,
84873805_25.0 | Same as RM17TU00 ¦ ,Rated frequency, Same as RM17TU00 ¦ ,Frequency operating range,
84873805_26.0 | - ¦ ,Input nominal voltage selection,
84873805_27.0 | Same as RM17TU00 ¦ ,Input terminal,
84873805_28.0 | Same as RM17TU00 ¦ ,Internal input resistance,
84873805_29.0 | Same as RM17TU00 ¦ IEC60529,Terminal Block, Same as RM17TU00 ¦ IEC60529,Housing, Same as RM17TU00 ¦ IEC60529,Front Panel,
84873805_298.0 | Same as RM17TU00
84873805_3.0 | Same as RM17TU00 ¦ ,Width,
84873805_30.0 | R (Amber) - ¦ ,Power supply availability, - ¦ ,Power supply not availability, R - Slow Blink (50% ON; 50% OFF) @ 1Hz ¦ ,Timing in-progress, R - ON ¦ ,Output is energized, R - OFF ¦ ,Output is de-energized, - ¦ ,Range Setting Changes, Same as RM17TU00 ¦ ,Phase Cut, Same as RM17TU00 ¦ ,Phase Sequence Swap, Same as RM17TU00 ¦ ,Undervoltage <U, Same as RM17TU00 ¦ ,Overvoltage >U, Same as RM17TU00 ¦ ,Phase Asymmetry, Same as RM17TU00 ¦ ,Voltage Regeneration, Same as RM17TU00 ¦ ,Extreme Undervoltage <U (Phase loss), Same as RM17TU00 ¦ ,Extreme Overvoltage >U, Same as RM17TU00 ¦ ,Extreme Phase Asymmetry,
84873805_31.0 | UL, CSA, CE, China ROHS
84873805_32.0 | UL, CSA, CE, China ROHS
84873805_33.0 | Same as RM17TU00 ¦ IEC60068-2-30,Damp heat,XX
84873805_34.0 | Same as RM17TU00 ¦ ,through Un power reset, Same as RM17TU00 ¦ ,through front panel reset, Same as RM17TU00 ¦ ,through input control reset,
84873805_35.0 | Same as RM17TU00 ¦ ,on crossing the threshold, Same as RM17TU00 Same as RM17TU00 Same as RM17TU00 Same as RM17TU00
84873805_36.0 | Same as RM17TU00 ¦ IEC60068-3-3
84873805_37.0 | Same as RM17TU00 ¦ IEC60068-2-27
84873805_38.0 | Same as RM17TU00 Same as RM17TU00
84873805_39.0 | Same as RM17TU00
84873805_4.0 | Same as RM17TU00 ¦ IEC60255-27,Supply / Input 1, Same as RM17TU00 ¦ IEC60255-27,Supply / Input 2, Same as RM17TU00 ¦ IEC60255-27,Supply / Input 3, Same as RM17TU00 ¦ IEC60255-27,Supply / Output 1, Same as RM17TU00 ¦ IEC60255-27,Supply / Output 2, Same as RM17TU00 ¦ IEC60255-27,Output 1 / Output 2, Same as RM17TU00 ¦ IEC60255-27,Input 1 / Output 1, Same as RM17TU00 ¦ IEC60255-27,Input 1 / Output 2, Same as RM17TU00 ¦ IEC60255-27,Input 2 / Output 1, Same as RM17TU00 ¦ IEC60255-27,Input 2 / Output 2, Same as RM17TU00 ¦ IEC60255-27,Input 3 / Output 1, Same as RM17TU00 ¦ IEC60255-27,Input 3 / Output 2, Same as RM17TU00 ¦ IEC60255-27,Input 1 / Input 2, Same as RM17TU00 ¦ IEC60255-27,Input 2 / Input 3, Same as RM17TU00 ¦ IEC60255-27,Input 1 / Input 3,
84873805_40.0 | Same as RM17TU00 ¦ IEC60664-1
84873805_41.0 | Same as RM17TU00 ¦ IEC60947-5-1
84873805_42.0 | Same as RM17TU00 ¦ IEC60947-1,Tightening torque,
84873805_43.0 | Same as RM17TU00 ¦ IEC60068-2-6
84873805_44.0 | Same as RM17TU00 ¦ ,Setting accuracy,
84873805_45.0 | Same as RM17TU00
84873805_46.0 | Same as RM17TU00 ¦ ,Repeat accuracy (constant parameters),
84873805_47.0 | Same as RM17TU00
84873805_48.0 | Same as RM17TU00 ¦ ,MTTF, Same as RM17TU00 ¦ ,B10,
84873805_49.0 | Same as RM17TU00 ¦ IEC60947-5-1,Relay Output by external fuse, Same as RM17TU00 ¦ IEC62314,Solid State Output by external fuse,
84873805_5.0 | Same as RM17TU00
84873805_50.0 | Same as RM17TU00 ¦ ,In relation to normal vertical mounting plane,
84873805_51.0 | Same as RM17TU00 ¦ IEC/EN 60715,Without socket, Same as RM17TU00 ¦ IEC/EN 60715,With socket,
84873805_53.0 | Same as RM17TU00
84873805_54.0 | Same as RM17TU00
84873805_55.0 | Same as RM17TU00 ¦ IEC60664-1
84873805_58.0 | Same as RM17TU00 ¦ ,Maximum measuring cycles,
84873805_59.0 | Same as RM17TU00 ¦ ,Maximum switching voltage, Same as RM17TU00 ¦ ,Maximum switching current, Same as RM17TU00 ¦ ,Maximum switching capacity,
84873805_6.0 | Same as RM17TU00 ¦ IEC60947-4-1,AC-1, Same as RM17TU00 ¦ IEC60947-4-1,DC-1, Same as RM17TU00 ¦ IEC60947-5-1,AC-15, Same as RM17TU00 ¦ IEC60947-5-1,DC-13,
84873805_60.0 | Same as RM17TU00 ¦ IEC60947-5-4,Minimum switching voltage, Same as RM17TU00 ¦ IEC60947-5-4,Minimum switching current, Same as RM17TU00 ¦ IEC60947-5-4,Minimum switching capacity,
84873805_61.0 | Same as RM17TU00 ¦ ,Horizontal, Same as RM17TU00 ¦ ,Vertical,
84873805_62.0 | Same as RM17TU00
84873805_63.0 | Same as RM17TU00 ¦ ,R1 (11-12-14), Same as RM17TU00 ¦ ,R2 (21-22-24),
84873805_64.0 | Same as RM17TU00
84873805_65.0 | Same as RM17TU00
84873805_66.0 | Same as RM17TU00 ¦ ,permissible input overload,
84873805_67.0 | Same as RM17TU00
84873805_68.0 | Same as RM17TU00 ¦ ,"OFF" delay, Same as RM17TU00 ¦ ,"ON" delay, Same as RM17TU00 ¦ ,Inhibition,
84873805_69.0 | Same as RM17TU00 ¦ ,Phase cut, Same as RM17TU00 ¦ ,Phase sequence, Same as RM17TU00 ¦ ,Over / undervoltage (symmetry windows mode), Same as RM17TU00 ¦ ,Over voltage, Fixed -10% of Un ¦ ,Undervoltage , Same as RM17TU00 ¦ ,Phase asymmetry, Same as RM17TU00 ¦ ,Disconnection of neutral, Same as RM17TU00 ¦ ,Voltage Regeneration, Same as RM17TU00 ¦ ,Extreme undervoltage (Phase loss), Same as RM17TU00 ¦ ,Extreme Overvoltage, Same as RM17TU00 ¦ ,Extreme Asymmetry,
84873805_7.0 | Same as RM17TU00 ¦ IEC60664-1,Supply, Same as RM17TU00 ¦ IEC60664-1,Input 1, Same as RM17TU00 ¦ IEC60664-1,Input 2, Same as RM17TU00 ¦ IEC60664-1,Input 3, Same as RM17TU00 ¦ IEC60664-1,Output 1, Same as RM17TU00 ¦ IEC60664-1,Output 2, Same as RM17TU00 ¦ IEC60664-1,Supply / Input 1,Galvanic Same as RM17TU00 ¦ IEC60664-1,Supply / Input 2,Isolated Same as RM17TU00 ¦ IEC60664-1,Supply / Input 3,Circuit Same as RM17TU00 ¦ IEC60664-1,Supply / Output 1, Same as RM17TU00 ¦ IEC60664-1,Supply / Output 2, Same as RM17TU00 ¦ IEC60664-1,Output 1 / Output 2, Same as RM17TU00 ¦ IEC60664-1,Input 1 / Output 1, Same as RM17TU00 ¦ IEC60664-1,Input 1 / Output 2, Same as RM17TU00 ¦ IEC60664-1,Input 2 / Output 1, Same as RM17TU00 ¦ IEC60664-1,Input 2 / Output 2, Same as RM17TU00 ¦ IEC60664-1,Input 3 / Output 1, Same as RM17TU00 ¦ IEC60664-1,Input 3 / Output 2, Same as RM17TU00 ¦ IEC60664-1,Input 1 / Input 2, Same as RM17TU00 ¦ IEC60664-1,Input 2 / Input 3, Same as RM17TU00 ¦ IEC60664-1,Input 1 / Input 3,
84873805_70.0 | Same as RM17TU00 Same as RM17TU00
84873805_71.0 | Same as RM17TU00 ¦ ,Measurement error with supply voltage variation, Same as RM17TU00 ¦ ,Measurement error with temperature variation,
84873805_77.0 | Same as RM17TU00 ¦ IEC61810-1,Rated switching current,
84873805_78.0 | Same as RM17TU00 ¦ IEC61810-1,Rated switching voltage,
84873805_8.0 | Same as RM17TU00 ¦ IEC60664-1,Supply, Same as RM17TU00 ¦ IEC60664-1,Input 1, Same as RM17TU00 ¦ IEC60664-1,Input 2, Same as RM17TU00 ¦ IEC60664-1,Input 3, Same as RM17TU00 ¦ IEC60664-1,Output 1, Same as RM17TU00 ¦ IEC60664-1,Output 2, Same as RM17TU00 ¦ IEC60664-1,Supply / Input 1,Galvanic Same as RM17TU00 ¦ IEC60664-1,Supply / Input 2,Isolated Same as RM17TU00 ¦ IEC60664-1,Supply / Input 3,Circuit Same as RM17TU00 ¦ IEC60664-1,Supply / Output 1, Same as RM17TU00 ¦ IEC60664-1,Supply / Output 2, Same as RM17TU00 ¦ IEC60664-1,Output 1 / Output 2, Same as RM17TU00 ¦ IEC60664-1,Input 1 / Output 1, Same as RM17TU00 ¦ IEC60664-1,Input 1 / Output 2, Same as RM17TU00 ¦ IEC60664-1,Input 2 / Output 1, Same as RM17TU00 ¦ IEC60664-1,Input 2 / Output 2, Same as RM17TU00 ¦ IEC60664-1,Input 3 / Output 1, Same as RM17TU00 ¦ IEC60664-1,Input 3 / Output 2, Same as RM17TU00 ¦ IEC60664-1,Input 1 / Input 2, Same as RM17TU00 ¦ IEC60664-1,Input 2 / Input 3, Same as RM17TU00 ¦ IEC60664-1,Input 1 / Input 3,
84873805_81.0 | Same as RM17TU00 ¦ ,Phase lost , Same as RM17TU00 ¦ ,Phase sequence, Same as RM17TU00 ¦ ,Over / undervoltage (symmetry windows mode), Same as RM17TU00 ¦ ,Over voltage, Same as RM17TU00 ¦ ,Undervoltage , Same as RM17TU00 ¦ ,Phase asymmetry, Same as RM17TU00 ¦ ,Disconnection of neutral, Same as RM17TU00 ¦ ,Voltage Regeneration, Same as RM17TU00 ¦ ,Extreme undervoltage, Same as RM17TU00 ¦ ,Extreme overvoltage, Same as RM17TU00 ¦ ,Extreme asymmetry,
84873805_9.0 | Same as RM17TU00 ¦ IEC61810-1
84873805_92.0 | Same as RM17TU00 ¦ IEC62314,Only for solid state output,
84873805_93.0 | Same as RM17TU00 ¦ IEC62314,Only for solid state output,
84873805_94.0 | Same as RM17TU00 ¦ ,Measurement method,
84873805_95.0 | Same as RM17TU00 ¦ ,Phase lost , Same as RM17TU00 ¦ ,Phase sequence, Same as RM17TU00 ¦ ,Over / undervoltage (symmetry windows mode), Same as RM17TU00 ¦ ,Over voltage, Fixed 400 ¦ ,Undervoltage , Same as RM17TU00 ¦ ,Phase asymmetry, Same as RM17TU00 ¦ ,Disconnection of neutral, Same as RM17TU00 ¦ ,Voltage Regeneration, Same as RM17TU00 ¦ ,Extreme undervoltage, Same as RM17TU00 ¦ ,Extreme Overvoltage, Same as RM17TU00 ¦ ,Extreme Asymmetry,
84873805_96.0 | Fixed 3.5s +/- 5% ¦ ,"OFF" delay, Same as RM17TU00 ¦ ,"ON" delay, Same as RM17TU00 ¦ ,Inhibition,
84873890 | Same as RM17TG00 ¦ IEC60721-3-3,Climatic category, Same as RM17TG00 ¦ Germanisher Lloyd,Environmental category, Same as RM17TG00 ¦ IEC60947-5-1,Cyclic Damp Heat Test, Same as RM17TG00 ¦ ,Supply,Rated Same as RM17TG00 ¦ ,Input 1,Voltage Same as RM17TG00 ¦ ,Input 2,Spec Same as RM17TG00 ¦ ,Input 3, Same as RM17TG00 ¦ ,Output 1, Same as RM17TG00 ¦ ,Output 2, Same as RM17TG00 ¦ ,Measurement mode, Same as RM17TG00 Same as RM17TG00 Same as RM17TG00 Same as RM17TG00 Same as RM17TG00 ¦ ,MTTFd, Same as RM17TG00 ¦ ,B10d, Drawing / Diagram
84873890_1.0 | Same as RM17TG00 ¦ ,Depth,
84873890_10.0 | Same as RM17TG00
84873890_11.0 | Same as RM17TG00 Same as RM17TG00
84873890_12.0 | Same as RM17TG00 ¦ ,Operation,
84873890_13.0 | Same as RM17TG00 ¦ ,Storage,
84873890_14.0 | Same as RM17TG00 ¦ IEC60068-2-29
84873890_15.0 | Same as RM17TG00 ¦ ,Cable stripping length,
84873890_16.0 | Same as RM17TG00 ¦ ,Supply,Terminal Same as RM17TG00 ¦ ,Input 1, Same as RM17TG00 ¦ ,Input 2, Same as RM17TG00 ¦ ,Input 3, Same as RM17TG00 ¦ ,Output 1, Same as RM17TG00 ¦ ,Output 2,
84873890_17.0 | Same as RM17TG00 ¦ IEC60947-1,Solid cable without cable end (screw terminal), Same as RM17TG00 ¦ IEC60947-1,Flexible cable with cable end (screw terminal), Same as RM17TG00 ¦ IEC60947-1,Solid cable (spring terminal), Same as RM17TG00 ¦ IEC60947-1,Flexible cable (spring terminal),
84873890_18.0 | Same as RM17TG00
84873890_19.0 | Same as RM17TG00
84873890_2.0 | Same as RM17TG00 ¦ ,Height,
84873890_20.0 | Same as RM17TG00 ¦ IEC60255-27,Supply / Input 1, Same as RM17TG00 ¦ IEC60255-27,Supply / Input 2, Same as RM17TG00 ¦ IEC60255-27,Supply / Input 3, Same as RM17TG00 ¦ IEC60255-27,Supply / Output 1, Same as RM17TG00 ¦ IEC60255-27,Supply / Output 2, Same as RM17TG00 ¦ IEC60255-27,Output 1 / Output 2, Same as RM17TG00 ¦ IEC60255-27,Input 1 / Output 1, Same as RM17TG00 ¦ IEC60255-27,Input 1 / Output 2, Same as RM17TG00 ¦ IEC60255-27,Input 2 / Output 1, Same as RM17TG00 ¦ IEC60255-27,Input 2 / Output 2, Same as RM17TG00 ¦ IEC60255-27,Input 3 / Output 1, Same as RM17TG00 ¦ IEC60255-27,Input 3 / Output 2, Same as RM17TG00 ¦ IEC60255-27,Input 1 / Input 2, Same as RM17TG00 ¦ IEC60255-27,Input 2 / Input 3, Same as RM17TG00 ¦ IEC60255-27,Input 1 / Input 3,
84873890_21.0 | Same as RM17TG00 Same as RM17TG00 Same as RM17TG00 Same as RM17TG00
84873890_22.0 | Same as RM17TG00
84873890_23.0 | Same as RM17TG00 ¦ ,Generic immunity standard, Same as RM17TG00 ¦ IEC61000-4-2,Electrostatic discharge, Same as RM17TG00 ¦ IEC61000-4-3,Radiated RF & electromagnetic field, Same as RM17TG00 ¦ IEC61000-4-4,Fast transient / burst, Same as RM17TG00 ¦ IEC61000-4-5,Surge, Same as RM17TG00 ¦ IEC61000-4-6,Conducted RF disturbance, Same as RM17TG00 ¦ IEC61000-4-8,Power frequency magnetic field, Same as RM17TG00 ¦ IEC61000-4-11,Voltage dips, short interruption & variations on power line, Same as RM17TG00 ¦ IEC61000-4-18,1 MHz oscillation wave, Same as RM17TG00 ¦ IEC61000-4-29,DC voltage interruption, Same as RM17TG00 ¦ IEC61000-4-13,Low frequency harmonics, Same as RM17TG00 ¦ Germanisher Lloyd,Conducted low frequency interference (harmonics), Same as RM17TG00 ¦ ,Generic emission standard, Same as RM17TG00 ¦ EN55022 / CISPR22,Radiated RF & electromagnetic field (IT equiment), Same as RM17TG00 ¦ EN55011 / CISPR11,Radiated RF & electromagnetic field (Medical equiment), Same as RM17TG00 ¦ Germanisher Lloyd,Radiated emission from enclosure port, Same as RM17TG00 ¦ EN55022 / CISPR22,Conducted RF emission on power line (IT equiment), Same as RM17TG00 ¦ EN55011 / CISPR11,Conducted RF emission on power line (Medical equiment), Same as RM17TG00 ¦ Germanisher Lloyd,Conducted emission,
84873890_24.0 | Same as RM17TG00 ¦ ,Phase cut, Same as RM17TG00 ¦ ,Phase sequence, Same as RM17TG00 ¦ ,Over / undervoltage (symmetry windows mode), Same as RM17TG00 ¦ ,Over voltage, Same as RM17TG00 ¦ ,Undervoltage , Same as RM17TG00 ¦ ,Phase asymmetry, Same as RM17TG00 ¦ ,Disconnection of neutral, Same as RM17TG00 ¦ ,Voltage Regeneration, Same as RM17TG00 ¦ ,Extreme undervoltage (Phase loss), Same as RM17TG00 ¦ ,Extreme Overvoltage, Same as RM17TG00 ¦ ,Extreme Asymmetry,
84873890_25.0 | Same as RM17TG00 ¦ ,Rated frequency, Same as RM17TG00 ¦ ,Frequency operating range,
84873890_26.0 | Same as RM17TG00 ¦ ,Input nominal voltage selection,
84873890_27.0 | Same as RM17TG00 ¦ ,Input terminal,
84873890_28.0 | Same as RM17TG00 ¦ ,Internal input resistance,
84873890_29.0 | Same as RM17TG00 ¦ IEC60529,Terminal Block, Same as RM17TG00 ¦ IEC60529,Housing, Same as RM17TG00 ¦ IEC60529,Front Panel,
84873890_298.0 | Same as RM17TG00
84873890_3.0 | Same as RM17TG00 ¦ ,Width,
84873890_30.0 | Same as RM17TG00 Same as RM17TG00 ¦ ,Power supply availability, Same as RM17TG00 ¦ ,Power supply not availability, Same as RM17TG00 ¦ ,Timing in-progress, Same as RM17TG00 ¦ ,Output is energized, Same as RM17TG00 ¦ ,Output is de-energized, Same as RM17TG00 ¦ ,Range Setting Changes, Same as RM17TG00 ¦ ,Phase Cut, Same as RM17TG00 ¦ ,Phase Sequence Swap, Same as RM17TG00 ¦ ,Undervoltage <U, Same as RM17TG00 ¦ ,Overvoltage >U, Same as RM17TG00 ¦ ,Phase Asymmetry, Same as RM17TG00 ¦ ,Voltage Regeneration, Same as RM17TG00 ¦ ,Extreme Undervoltage <U (Phase loss), Same as RM17TG00 ¦ ,Extreme Overvoltage >U, Same as RM17TG00 ¦ ,Extreme Phase Asymmetry,
84873890_31.0 | UL, CSA, CE, China ROHS
84873890_32.0 | UL, CSA, CE, China ROHS
84873890_33.0 | Same as RM17TG00 ¦ IEC60068-2-30,Damp heat,XX
84873890_34.0 | Same as RM17TG00 ¦ ,through Un power reset, Same as RM17TG00 ¦ ,through front panel reset, Same as RM17TG00 ¦ ,through input control reset,
84873890_35.0 | Same as RM17TG00 ¦ ,on crossing the threshold, Same as RM17TG00 Same as RM17TG00 Same as RM17TG00 Same as RM17TG00
84873890_36.0 | Same as RM17TG00 ¦ IEC60068-3-3
84873890_37.0 | Same as RM17TG00 ¦ IEC60068-2-27
84873890_38.0 | Same as RM17TG00 Same as RM17TG00
84873890_39.0 | Same as RM17TG00
84873890_4.0 | Same as RM17TG00 ¦ IEC60255-27,Supply / Input 1, Same as RM17TG00 ¦ IEC60255-27,Supply / Input 2, Same as RM17TG00 ¦ IEC60255-27,Supply / Input 3, Same as RM17TG00 ¦ IEC60255-27,Supply / Output 1, Same as RM17TG00 ¦ IEC60255-27,Supply / Output 2, Same as RM17TG00 ¦ IEC60255-27,Output 1 / Output 2, Same as RM17TG00 ¦ IEC60255-27,Input 1 / Output 1, Same as RM17TG00 ¦ IEC60255-27,Input 1 / Output 2, Same as RM17TG00 ¦ IEC60255-27,Input 2 / Output 1, Same as RM17TG00 ¦ IEC60255-27,Input 2 / Output 2, Same as RM17TG00 ¦ IEC60255-27,Input 3 / Output 1, Same as RM17TG00 ¦ IEC60255-27,Input 3 / Output 2, Same as RM17TG00 ¦ IEC60255-27,Input 1 / Input 2, Same as RM17TG00 ¦ IEC60255-27,Input 2 / Input 3, Same as RM17TG00 ¦ IEC60255-27,Input 1 / Input 3,
84873890_40.0 | Same as RM17TG00 ¦ IEC60664-1
84873890_41.0 | Same as RM17TG00 ¦ IEC60947-5-1
84873890_42.0 | Same as RM17TG00 ¦ IEC60947-1,Tightening torque,
84873890_43.0 | Same as RM17TG00 ¦ IEC60068-2-6
84873890_44.0 | Same as RM17TG00 ¦ ,Setting accuracy,
84873890_45.0 | Same as RM17TG00
84873890_46.0 | Same as RM17TG00 ¦ ,Repeat accuracy (constant parameters),
84873890_47.0 | Same as RM17TG00
84873890_48.0 | Same as RM17TG00 ¦ ,MTTF, Same as RM17TG00 ¦ ,B10,
84873890_49.0 | Same as RM17TG00 ¦ IEC60947-5-1,Relay Output by external fuse, Same as RM17TG00 ¦ IEC62314,Solid State Output by external fuse,
84873890_5.0 | Same as RM17TG00
84873890_50.0 | Same as RM17TG00 ¦ ,In relation to normal vertical mounting plane,
84873890_51.0 | Same as RM17TG00 ¦ IEC/EN 60715,Without socket, Same as RM17TG00 ¦ IEC/EN 60715,With socket,
84873890_53.0 | Same as RM17TG00
84873890_54.0 | Same as RM17TG00
84873890_55.0 | Same as RM17TG00 ¦ IEC60664-1
84873890_58.0 | Same as RM17TG00 ¦ ,Maximum measuring cycles,
84873890_59.0 | Same as RM17TG00 ¦ ,Maximum switching voltage, Same as RM17TG00 ¦ ,Maximum switching current, Same as RM17TG00 ¦ ,Maximum switching capacity,
84873890_6.0 | Same as RM17TG00 ¦ IEC60947-4-1,AC-1, Same as RM17TG00 ¦ IEC60947-4-1,DC-1, Same as RM17TG00 ¦ IEC60947-5-1,AC-15, Same as RM17TG00 ¦ IEC60947-5-1,DC-13,
84873890_60.0 | Same as RM17TG00 ¦ IEC60947-5-4,Minimum switching voltage, Same as RM17TG00 ¦ IEC60947-5-4,Minimum switching current, Same as RM17TG00 ¦ IEC60947-5-4,Minimum switching capacity,
84873890_61.0 | Same as RM17TG00 ¦ ,Horizontal, Same as RM17TG00 ¦ ,Vertical,
84873890_62.0 | Same as RM17TG00
84873890_63.0 | Same as RM17TG00 ¦ ,R1 (11-12-14), Same as RM17TG00 ¦ ,R2 (21-22-24),
84873890_64.0 | Same as RM17TG00
84873890_65.0 | Same as RM17TG00
84873890_66.0 | Same as RM17TG00 ¦ ,permissible input overload,
84873890_67.0 | Same as RM17TG00
84873890_68.0 | Same as RM17TG00 ¦ ,"OFF" delay, Same as RM17TG00 ¦ ,"ON" delay, Same as RM17TG00 ¦ ,Inhibition,
84873890_69.0 | Same as RM17TG00 ¦ ,Phase cut, Same as RM17TG00 ¦ ,Phase sequence, Same as RM17TG00 ¦ ,Over / undervoltage (symmetry windows mode), Same as RM17TG00 ¦ ,Over voltage, Same as RM17TG00 ¦ ,Undervoltage , Same as RM17TG00 ¦ ,Phase asymmetry, Same as RM17TG00 ¦ ,Disconnection of neutral, Same as RM17TG00 ¦ ,Voltage Regeneration, Same as RM17TG00 ¦ ,Extreme undervoltage (Phase loss), Same as RM17TG00 ¦ ,Extreme Overvoltage, Same as RM17TG00 ¦ ,Extreme Asymmetry,
84873890_7.0 | Same as RM17TG00 ¦ IEC60664-1,Supply, Same as RM17TG00 ¦ IEC60664-1,Input 1, Same as RM17TG00 ¦ IEC60664-1,Input 2, Same as RM17TG00 ¦ IEC60664-1,Input 3, Same as RM17TG00 ¦ IEC60664-1,Output 1, Same as RM17TG00 ¦ IEC60664-1,Output 2, Same as RM17TG00 ¦ IEC60664-1,Supply / Input 1,Galvanic Same as RM17TG00 ¦ IEC60664-1,Supply / Input 2,Isolated Same as RM17TG00 ¦ IEC60664-1,Supply / Input 3,Circuit Same as RM17TG00 ¦ IEC60664-1,Supply / Output 1, Same as RM17TG00 ¦ IEC60664-1,Supply / Output 2, Same as RM17TG00 ¦ IEC60664-1,Output 1 / Output 2, Same as RM17TG00 ¦ IEC60664-1,Input 1 / Output 1, Same as RM17TG00 ¦ IEC60664-1,Input 1 / Output 2, Same as RM17TG00 ¦ IEC60664-1,Input 2 / Output 1, Same as RM17TG00 ¦ IEC60664-1,Input 2 / Output 2, Same as RM17TG00 ¦ IEC60664-1,Input 3 / Output 1, Same as RM17TG00 ¦ IEC60664-1,Input 3 / Output 2, Same as RM17TG00 ¦ IEC60664-1,Input 1 / Input 2, Same as RM17TG00 ¦ IEC60664-1,Input 2 / Input 3, Same as RM17TG00 ¦ IEC60664-1,Input 1 / Input 3,
84873890_70.0 | Same as RM17TG00 Same as RM17TG00
84873890_71.0 | Same as RM17TG00 ¦ ,Measurement error with supply voltage variation, Same as RM17TG00 ¦ ,Measurement error with temperature variation,
84873890_77.0 | Same as RM17TG00 ¦ IEC61810-1,Rated switching current,
84873890_78.0 | Same as RM17TG00 ¦ IEC61810-1,Rated switching voltage,
84873890_8.0 | Same as RM17TG00 ¦ IEC60664-1,Supply, Same as RM17TG00 ¦ IEC60664-1,Input 1, Same as RM17TG00 ¦ IEC60664-1,Input 2, Same as RM17TG00 ¦ IEC60664-1,Input 3, Same as RM17TG00 ¦ IEC60664-1,Output 1, Same as RM17TG00 ¦ IEC60664-1,Output 2, Same as RM17TG00 ¦ IEC60664-1,Supply / Input 1,Galvanic Same as RM17TG00 ¦ IEC60664-1,Supply / Input 2,Isolated Same as RM17TG00 ¦ IEC60664-1,Supply / Input 3,Circuit Same as RM17TG00 ¦ IEC60664-1,Supply / Output 1, Same as RM17TG00 ¦ IEC60664-1,Supply / Output 2, Same as RM17TG00 ¦ IEC60664-1,Output 1 / Output 2, Same as RM17TG00 ¦ IEC60664-1,Input 1 / Output 1, Same as RM17TG00 ¦ IEC60664-1,Input 1 / Output 2, Same as RM17TG00 ¦ IEC60664-1,Input 2 / Output 1, Same as RM17TG00 ¦ IEC60664-1,Input 2 / Output 2, Same as RM17TG00 ¦ IEC60664-1,Input 3 / Output 1, Same as RM17TG00 ¦ IEC60664-1,Input 3 / Output 2, Same as RM17TG00 ¦ IEC60664-1,Input 1 / Input 2, Same as RM17TG00 ¦ IEC60664-1,Input 2 / Input 3, Same as RM17TG00 ¦ IEC60664-1,Input 1 / Input 3,
84873890_81.0 | Same as RM17TG00 ¦ ,Phase lost , Same as RM17TG00 ¦ ,Phase sequence, Same as RM17TG00 ¦ ,Over / undervoltage (symmetry windows mode), Same as RM17TG00 ¦ ,Over voltage, Same as RM17TG00 ¦ ,Undervoltage , Same as RM17TG00 ¦ ,Phase asymmetry, Same as RM17TG00 ¦ ,Disconnection of neutral, Same as RM17TG00 ¦ ,Voltage Regeneration, Same as RM17TG00 ¦ ,Extreme undervoltage, Same as RM17TG00 ¦ ,Extreme overvoltage, Same as RM17TG00 ¦ ,Extreme asymmetry,
84873890_9.0 | Same as RM17TG00 ¦ IEC61810-1
84873890_92.0 | Same as RM17TG00 ¦ IEC62314,Only for solid state output,
84873890_93.0 | Same as RM17TG00 ¦ IEC62314,Only for solid state output,
84873890_94.0 | Same as RM17TG00 ¦ ,Measurement method,
84873890_95.0 | Same as RM17TG00 ¦ ,Phase lost , Same as RM17TG00 ¦ ,Phase sequence, Same as RM17TG00 ¦ ,Over / undervoltage (symmetry windows mode), Same as RM17TG00 ¦ ,Over voltage, Same as RM17TG00 ¦ ,Undervoltage , Same as RM17TG00 ¦ ,Phase asymmetry, Same as RM17TG00 ¦ ,Disconnection of neutral, Same as RM17TG00 ¦ ,Voltage Regeneration, Same as RM17TG00 ¦ ,Extreme undervoltage, Same as RM17TG00 ¦ ,Extreme Overvoltage, Same as RM17TG00 ¦ ,Extreme Asymmetry,
84873890_96.0 | Same as RM17TG00 ¦ ,"OFF" delay, Same as RM17TG00 ¦ ,"ON" delay, Same as RM17TG00 ¦ ,Inhibition,
84873891 | Same as RM17TG20 ¦ IEC60721-3-3,Climatic category, Same as RM17TG20 ¦ Germanisher Lloyd,Environmental category, Same as RM17TG20 ¦ IEC60947-5-1,Cyclic Damp Heat Test, Same as RM17TG20 ¦ ,Supply,Rated Same as RM17TG20 ¦ ,Input 1,Voltage Same as RM17TG20 ¦ ,Input 2,Spec Same as RM17TG20 ¦ ,Input 3, Same as RM17TG20 ¦ ,Output 1, Same as RM17TG20 ¦ ,Output 2, Same as RM17TG20 ¦ ,Measurement mode, Same as RM17TG20 Same as RM17TG20 Same as RM17TG20 Same as RM17TG20 Same as RM17TG20 ¦ ,MTTFd, Same as RM17TG20 ¦ ,B10d, Drawing / Diagram
84873891_1.0 | Same as RM17TG20 ¦ ,Depth,
84873891_10.0 | Same as RM17TG20
84873891_11.0 | Same as RM17TG20 Same as RM17TG20
84873891_12.0 | Same as RM17TG20 ¦ ,Operation,
84873891_13.0 | Same as RM17TG20 ¦ ,Storage,
84873891_14.0 | Same as RM17TG20 ¦ IEC60068-2-29
84873891_15.0 | Same as RM17TG20 ¦ ,Cable stripping length,
84873891_16.0 | Same as RM17TG20 ¦ ,Supply,Terminal Same as RM17TG20 ¦ ,Input 1, Same as RM17TG20 ¦ ,Input 2, Same as RM17TG20 ¦ ,Input 3, Same as RM17TG20 ¦ ,Output 1, Same as RM17TG20 ¦ ,Output 2,
84873891_17.0 | Same as RM17TG20 ¦ IEC60947-1,Solid cable without cable end (screw terminal), Same as RM17TG20 ¦ IEC60947-1,Flexible cable with cable end (screw terminal), Same as RM17TG20 ¦ IEC60947-1,Solid cable (spring terminal), Same as RM17TG20 ¦ IEC60947-1,Flexible cable (spring terminal),
84873891_18.0 | Same as RM17TG20
84873891_19.0 | Same as RM17TG20
84873891_2.0 | Same as RM17TG20 ¦ ,Height,
84873891_20.0 | Same as RM17TG20 ¦ IEC60255-27,Supply / Input 1, Same as RM17TG20 ¦ IEC60255-27,Supply / Input 2, Same as RM17TG20 ¦ IEC60255-27,Supply / Input 3, Same as RM17TG20 ¦ IEC60255-27,Supply / Output 1, Same as RM17TG20 ¦ IEC60255-27,Supply / Output 2, Same as RM17TG20 ¦ IEC60255-27,Output 1 / Output 2, Same as RM17TG20 ¦ IEC60255-27,Input 1 / Output 1, Same as RM17TG20 ¦ IEC60255-27,Input 1 / Output 2, Same as RM17TG20 ¦ IEC60255-27,Input 2 / Output 1, Same as RM17TG20 ¦ IEC60255-27,Input 2 / Output 2, Same as RM17TG20 ¦ IEC60255-27,Input 3 / Output 1, Same as RM17TG20 ¦ IEC60255-27,Input 3 / Output 2, Same as RM17TG20 ¦ IEC60255-27,Input 1 / Input 2, Same as RM17TG20 ¦ IEC60255-27,Input 2 / Input 3, Same as RM17TG20 ¦ IEC60255-27,Input 1 / Input 3,
84873891_21.0 | Same as RM17TG20 Same as RM17TG20 Same as RM17TG20 Same as RM17TG20
84873891_22.0 | Same as RM17TG20
84873891_23.0 | Same as RM17TG20 ¦ ,Generic immunity standard, Same as RM17TG20 ¦ IEC61000-4-2,Electrostatic discharge, Same as RM17TG20 ¦ IEC61000-4-3,Radiated RF & electromagnetic field, Same as RM17TG20 ¦ IEC61000-4-4,Fast transient / burst, Same as RM17TG20 ¦ IEC61000-4-5,Surge, Same as RM17TG20 ¦ IEC61000-4-6,Conducted RF disturbance, Same as RM17TG20 ¦ IEC61000-4-8,Power frequency magnetic field, Same as RM17TG20 ¦ IEC61000-4-11,Voltage dips, short interruption & variations on power line, Same as RM17TG20 ¦ IEC61000-4-18,1 MHz oscillation wave, Same as RM17TG20 ¦ IEC61000-4-29,DC voltage interruption, Same as RM17TG20 ¦ IEC61000-4-13,Low frequency harmonics, Same as RM17TG20 ¦ Germanisher Lloyd,Conducted low frequency interference (harmonics), Same as RM17TG20 ¦ ,Generic emission standard, Same as RM17TG20 ¦ EN55022 / CISPR22,Radiated RF & electromagnetic field (IT equiment), Same as RM17TG20 ¦ EN55011 / CISPR11,Radiated RF & electromagnetic field (Medical equiment), Same as RM17TG20 ¦ Germanisher Lloyd,Radiated emission from enclosure port, Same as RM17TG20 ¦ EN55022 / CISPR22,Conducted RF emission on power line (IT equiment), Same as RM17TG20 ¦ EN55011 / CISPR11,Conducted RF emission on power line (Medical equiment), Same as RM17TG20 ¦ Germanisher Lloyd,Conducted emission,
84873891_24.0 | Same as RM17TG20 ¦ ,Phase cut, Same as RM17TG20 ¦ ,Phase sequence, Same as RM17TG20 ¦ ,Over / undervoltage (symmetry windows mode), Same as RM17TG20 ¦ ,Over voltage, Same as RM17TG20 ¦ ,Undervoltage , Same as RM17TG20 ¦ ,Phase asymmetry, Same as RM17TG20 ¦ ,Disconnection of neutral, Same as RM17TG20 ¦ ,Voltage Regeneration, Same as RM17TG20 ¦ ,Extreme undervoltage (Phase loss), Same as RM17TG20 ¦ ,Extreme Overvoltage, Same as RM17TG20 ¦ ,Extreme Asymmetry,
84873891_25.0 | Same as RM17TG20 ¦ ,Rated frequency, Same as RM17TG20 ¦ ,Frequency operating range,
84873891_26.0 | Same as RM17TG20 ¦ ,Input nominal voltage selection,
84873891_27.0 | Same as RM17TG20 ¦ ,Input terminal,
84873891_28.0 | Same as RM17TG20 ¦ ,Internal input resistance,
84873891_29.0 | Same as RM17TG20 ¦ IEC60529,Terminal Block, Same as RM17TG20 ¦ IEC60529,Housing, - ¦ IEC60529,Front Panel,
84873891_298.0 | Same as RM17TG20
84873891_3.0 | Same as RM17TG20 ¦ ,Width,
84873891_30.0 | Same as RM17TG20 Same as RM17TG20 ¦ ,Power supply availability, Same as RM17TG20 ¦ ,Power supply not availability, Same as RM17TG20 ¦ ,Timing in-progress, Same as RM17TG20 ¦ ,Output is energized, Same as RM17TG20 ¦ ,Output is de-energized, Same as RM17TG20 ¦ ,Range Setting Changes, Same as RM17TG20 ¦ ,Phase Cut, Same as RM17TG20 ¦ ,Phase Sequence Swap, Same as RM17TG20 ¦ ,Undervoltage <U, Same as RM17TG20 ¦ ,Overvoltage >U, Same as RM17TG20 ¦ ,Phase Asymmetry, Same as RM17TG20 ¦ ,Voltage Regeneration, Same as RM17TG20 ¦ ,Extreme Undervoltage <U (Phase loss), Same as RM17TG20 ¦ ,Extreme Overvoltage >U, Same as RM17TG20 ¦ ,Extreme Phase Asymmetry,
84873891_31.0 | UL, CSA, CE, China ROHS
84873891_32.0 | UL, CSA, CE, China ROHS
84873891_33.0 | Same as RM17TG20 ¦ IEC60068-2-30,Damp heat,XX
84873891_34.0 | Same as RM17TG20 ¦ ,through Un power reset, Same as RM17TG20 ¦ ,through front panel reset, Same as RM17TG20 ¦ ,through input control reset,
84873891_35.0 | Same as RM17TG20 ¦ ,on crossing the threshold, Same as RM17TG20 Same as RM17TG20 Same as RM17TG20 Same as RM17TG20
84873891_36.0 | Same as RM17TG20 ¦ IEC60068-3-3
84873891_37.0 | Same as RM17TG20 ¦ IEC60068-2-27
84873891_38.0 | Same as RM17TG20 Same as RM17TG20
84873891_39.0 | Same as RM17TG20
84873891_4.0 | Same as RM17TG20 ¦ IEC60255-27,Supply / Input 1, Same as RM17TG20 ¦ IEC60255-27,Supply / Input 2, Same as RM17TG20 ¦ IEC60255-27,Supply / Input 3, Same as RM17TG20 ¦ IEC60255-27,Supply / Output 1, Same as RM17TG20 ¦ IEC60255-27,Supply / Output 2, Same as RM17TG20 ¦ IEC60255-27,Output 1 / Output 2, Same as RM17TG20 ¦ IEC60255-27,Input 1 / Output 1, Same as RM17TG20 ¦ IEC60255-27,Input 1 / Output 2, Same as RM17TG20 ¦ IEC60255-27,Input 2 / Output 1, Same as RM17TG20 ¦ IEC60255-27,Input 2 / Output 2, Same as RM17TG20 ¦ IEC60255-27,Input 3 / Output 1, Same as RM17TG20 ¦ IEC60255-27,Input 3 / Output 2, Same as RM17TG20 ¦ IEC60255-27,Input 1 / Input 2, Same as RM17TG20 ¦ IEC60255-27,Input 2 / Input 3, Same as RM17TG20 ¦ IEC60255-27,Input 1 / Input 3,
84873891_40.0 | Same as RM17TG20 ¦ IEC60664-1
84873891_41.0 | Same as RM17TG20 ¦ IEC60947-5-1
84873891_42.0 | Same as RM17TG20 ¦ IEC60947-1,Tightening torque,
84873891_43.0 | Same as RM17TG20 ¦ IEC60068-2-6
84873891_44.0 | Same as RM17TG20 ¦ ,Setting accuracy,
84873891_45.0 | Same as RM17TG20
84873891_46.0 | Same as RM17TG20 ¦ ,Repeat accuracy (constant parameters),
84873891_47.0 | Same as RM17TG20
84873891_48.0 | Same as RM17TG20 ¦ ,MTTF, Same as RM17TG20 ¦ ,B10,
84873891_49.0 | Same as RM17TG20 ¦ IEC60947-5-1,Relay Output by external fuse, Same as RM17TG20 ¦ IEC62314,Solid State Output by external fuse,
84873891_5.0 | Same as RM17TG20
84873891_50.0 | Same as RM17TG20 ¦ ,In relation to normal vertical mounting plane,
84873891_51.0 | Same as RM17TG20 ¦ IEC/EN 60715,Without socket, Same as RM17TG20 ¦ IEC/EN 60715,With socket,
84873891_53.0 | Same as RM17TG20
84873891_54.0 | Same as RM17TG20
84873891_55.0 | Same as RM17TG20 ¦ IEC60664-1
84873891_58.0 | Same as RM17TG20 ¦ ,Maximum measuring cycles,
84873891_59.0 | Same as RM17TG20 ¦ ,Maximum switching voltage, Same as RM17TG20 ¦ ,Maximum switching current, Same as RM17TG20 ¦ ,Maximum switching capacity,
84873891_6.0 | Same as RM17TG20 ¦ IEC60947-4-1,AC-1, Same as RM17TG20 ¦ IEC60947-4-1,DC-1, Same as RM17TG20 ¦ IEC60947-5-1,AC-15, Same as RM17TG20 ¦ IEC60947-5-1,DC-13,
84873891_60.0 | Same as RM17TG20 ¦ IEC60947-5-4,Minimum switching voltage, Same as RM17TG20 ¦ IEC60947-5-4,Minimum switching current, Same as RM17TG20 ¦ IEC60947-5-4,Minimum switching capacity,
84873891_61.0 | Same as RM17TG20 ¦ ,Horizontal, Same as RM17TG20 ¦ ,Vertical,
84873891_62.0 | Same as RM17TG20
84873891_63.0 | Same as RM17TG20 ¦ ,R1 (11-12-14), Same as RM17TG20 ¦ ,R2 (21-22-24),
84873891_64.0 | Same as RM17TG20
84873891_65.0 | Same as RM17TG20
84873891_66.0 | Same as RM17TG20 ¦ ,permissible input overload,
84873891_67.0 | Same as RM17TG20
84873891_68.0 | Same as RM17TG20 ¦ ,"OFF" delay, Same as RM17TG20 ¦ ,"ON" delay, Same as RM17TG20 ¦ ,Inhibition,
84873891_69.0 | Same as RM17TG20 ¦ ,Phase cut, Same as RM17TG20 ¦ ,Phase sequence, Same as RM17TG20 ¦ ,Over / undervoltage (symmetry windows mode), Same as RM17TG20 ¦ ,Over voltage, Same as RM17TG20 ¦ ,Undervoltage , Same as RM17TG20 ¦ ,Phase asymmetry, Same as RM17TG20 ¦ ,Disconnection of neutral, Same as RM17TG20 ¦ ,Voltage Regeneration, Same as RM17TG20 ¦ ,Extreme undervoltage (Phase loss), Same as RM17TG20 ¦ ,Extreme Overvoltage, Same as RM17TG20 ¦ ,Extreme Asymmetry,
84873891_7.0 | Same as RM17TG20 ¦ IEC60664-1,Supply, Same as RM17TG20 ¦ IEC60664-1,Input 1, Same as RM17TG20 ¦ IEC60664-1,Input 2, Same as RM17TG20 ¦ IEC60664-1,Input 3, Same as RM17TG20 ¦ IEC60664-1,Output 1, Same as RM17TG20 ¦ IEC60664-1,Output 2, Same as RM17TG20 ¦ IEC60664-1,Supply / Input 1,Galvanic Same as RM17TG20 ¦ IEC60664-1,Supply / Input 2,Isolated Same as RM17TG20 ¦ IEC60664-1,Supply / Input 3,Circuit Same as RM17TG20 ¦ IEC60664-1,Supply / Output 1, Same as RM17TG20 ¦ IEC60664-1,Supply / Output 2, Same as RM17TG20 ¦ IEC60664-1,Output 1 / Output 2, Same as RM17TG20 ¦ IEC60664-1,Input 1 / Output 1, Same as RM17TG20 ¦ IEC60664-1,Input 1 / Output 2, Same as RM17TG20 ¦ IEC60664-1,Input 2 / Output 1, Same as RM17TG20 ¦ IEC60664-1,Input 2 / Output 2, Same as RM17TG20 ¦ IEC60664-1,Input 3 / Output 1, Same as RM17TG20 ¦ IEC60664-1,Input 3 / Output 2, Same as RM17TG20 ¦ IEC60664-1,Input 1 / Input 2, Same as RM17TG20 ¦ IEC60664-1,Input 2 / Input 3, Same as RM17TG20 ¦ IEC60664-1,Input 1 / Input 3,
84873891_70.0 | Same as RM17TG20 Same as RM17TG20
84873891_71.0 | Same as RM17TG20 ¦ ,Measurement error with supply voltage variation, Same as RM17TG20 ¦ ,Measurement error with temperature variation,
84873891_77.0 | Same as RM17TG20 ¦ IEC61810-1,Rated switching current,
84873891_78.0 | Same as RM17TG20 ¦ IEC61810-1,Rated switching voltage,
84873891_8.0 | Same as RM17TG20 ¦ IEC60664-1,Supply, Same as RM17TG20 ¦ IEC60664-1,Input 1, Same as RM17TG20 ¦ IEC60664-1,Input 2, Same as RM17TG20 ¦ IEC60664-1,Input 3, Same as RM17TG20 ¦ IEC60664-1,Output 1, Same as RM17TG20 ¦ IEC60664-1,Output 2, Same as RM17TG20 ¦ IEC60664-1,Supply / Input 1,Galvanic Same as RM17TG20 ¦ IEC60664-1,Supply / Input 2,Isolated Same as RM17TG20 ¦ IEC60664-1,Supply / Input 3,Circuit Same as RM17TG20 ¦ IEC60664-1,Supply / Output 1, Same as RM17TG20 ¦ IEC60664-1,Supply / Output 2, Same as RM17TG20 ¦ IEC60664-1,Output 1 / Output 2, Same as RM17TG20 ¦ IEC60664-1,Input 1 / Output 1, Same as RM17TG20 ¦ IEC60664-1,Input 1 / Output 2, Same as RM17TG20 ¦ IEC60664-1,Input 2 / Output 1, Same as RM17TG20 ¦ IEC60664-1,Input 2 / Output 2, Same as RM17TG20 ¦ IEC60664-1,Input 3 / Output 1, Same as RM17TG20 ¦ IEC60664-1,Input 3 / Output 2, Same as RM17TG20 ¦ IEC60664-1,Input 1 / Input 2, Same as RM17TG20 ¦ IEC60664-1,Input 2 / Input 3, Same as RM17TG20 ¦ IEC60664-1,Input 1 / Input 3,
84873891_81.0 | Same as RM17TG20 ¦ ,Phase lost , Same as RM17TG20 ¦ ,Phase sequence, Same as RM17TG20 ¦ ,Over / undervoltage (symmetry windows mode), Same as RM17TG20 ¦ ,Over voltage, Same as RM17TG20 ¦ ,Undervoltage , Same as RM17TG20 ¦ ,Phase asymmetry, Same as RM17TG20 ¦ ,Disconnection of neutral, Same as RM17TG20 ¦ ,Voltage Regeneration, Same as RM17TG20 ¦ ,Extreme undervoltage, Same as RM17TG20 ¦ ,Extreme overvoltage, Same as RM17TG20 ¦ ,Extreme asymmetry,
84873891_9.0 | Same as RM17TG20 ¦ IEC61810-1
84873891_92.0 | Same as RM17TG20 ¦ IEC62314,Only for solid state output,
84873891_93.0 | Same as RM17TG20 ¦ IEC62314,Only for solid state output,
84873891_94.0 | Same as RM17TG20 ¦ ,Measurement method,
84873891_95.0 | Same as RM17TG20 ¦ ,Phase lost , Same as RM17TG20 ¦ ,Phase sequence, Same as RM17TG20 ¦ ,Over / undervoltage (symmetry windows mode), Same as RM17TG20 ¦ ,Over voltage, Same as RM17TG20 ¦ ,Undervoltage , Same as RM17TG20 ¦ ,Phase asymmetry, Same as RM17TG20 ¦ ,Disconnection of neutral, Same as RM17TG20 ¦ ,Voltage Regeneration, Same as RM17TG20 ¦ ,Extreme undervoltage, Same as RM17TG20 ¦ ,Extreme Overvoltage, Same as RM17TG20 ¦ ,Extreme Asymmetry,
84873891_96.0 | Same as RM17TG20 ¦ ,"OFF" delay, Same as RM17TG20 ¦ ,"ON" delay, Same as RM17TG20 ¦ ,Inhibition,
84873892 | Same as RM17TA00 ¦ IEC60721-3-3,Climatic category, Same as RM17TA00 ¦ Germanisher Lloyd,Environmental category, Same as RM17TA00 ¦ IEC60947-5-1,Cyclic Damp Heat Test, Same as RM17TA00 ¦ ,Supply,Rated Same as RM17TA00 ¦ ,Input 1,Voltage Same as RM17TA00 ¦ ,Input 2,Spec Same as RM17TA00 ¦ ,Input 3, Same as RM17TA00 ¦ ,Output 1, Same as RM17TA00 ¦ ,Output 2, Same as RM17TA00 ¦ ,Measurement mode, Same as RM17TA00 Same as RM17TA00 Same as RM17TA00 Same as RM17TA00 Same as RM17TA00 ¦ ,MTTFd, Same as RM17TA00 ¦ ,B10d, Drawing / Diagram
84873892_1.0 | Same as RM17TA00 ¦ ,Depth,
84873892_10.0 | Same as RM17TA00
84873892_11.0 | Same as RM17TA00 Same as RM17TA00
84873892_12.0 | Same as RM17TA00 ¦ ,Operation,
84873892_13.0 | Same as RM17TA00 ¦ ,Storage,
84873892_14.0 | Same as RM17TA00 ¦ IEC60068-2-29
84873892_15.0 | Same as RM17TA00 ¦ ,Cable stripping length,
84873892_16.0 | Same as RM17TA00 ¦ ,Supply,Terminal Same as RM17TA00 ¦ ,Input 1, Same as RM17TA00 ¦ ,Input 2, Same as RM17TA00 ¦ ,Input 3, Same as RM17TA00 ¦ ,Output 1, Same as RM17TA00 ¦ ,Output 2,
84873892_17.0 | Same as RM17TA00 ¦ IEC60947-1,Solid cable without cable end (screw terminal), Same as RM17TA00 ¦ IEC60947-1,Flexible cable with cable end (screw terminal), Same as RM17TA00 ¦ IEC60947-1,Solid cable (spring terminal), Same as RM17TA00 ¦ IEC60947-1,Flexible cable (spring terminal),
84873892_18.0 | Same as RM17TA00
84873892_19.0 | Same as RM17TA00
84873892_2.0 | Same as RM17TA00 ¦ ,Height,
84873892_20.0 | Same as RM17TA00 ¦ IEC60255-27,Supply / Input 1, Same as RM17TA00 ¦ IEC60255-27,Supply / Input 2, Same as RM17TA00 ¦ IEC60255-27,Supply / Input 3, Same as RM17TA00 ¦ IEC60255-27,Supply / Output 1, Same as RM17TA00 ¦ IEC60255-27,Supply / Output 2, Same as RM17TA00 ¦ IEC60255-27,Output 1 / Output 2, Same as RM17TA00 ¦ IEC60255-27,Input 1 / Output 1, Same as RM17TA00 ¦ IEC60255-27,Input 1 / Output 2, Same as RM17TA00 ¦ IEC60255-27,Input 2 / Output 1, Same as RM17TA00 ¦ IEC60255-27,Input 2 / Output 2, Same as RM17TA00 ¦ IEC60255-27,Input 3 / Output 1, Same as RM17TA00 ¦ IEC60255-27,Input 3 / Output 2, Same as RM17TA00 ¦ IEC60255-27,Input 1 / Input 2, Same as RM17TA00 ¦ IEC60255-27,Input 2 / Input 3, Same as RM17TA00 ¦ IEC60255-27,Input 1 / Input 3,
84873892_21.0 | Same as RM17TA00 Same as RM17TA00 Same as RM17TA00 Same as RM17TA00
84873892_22.0 | Same as RM17TA00
84873892_23.0 | Same as RM17TA00 ¦ ,Generic immunity standard, Same as RM17TA00 ¦ IEC61000-4-2,Electrostatic discharge, Same as RM17TA00 ¦ IEC61000-4-3,Radiated RF & electromagnetic field, Same as RM17TA00 ¦ IEC61000-4-4,Fast transient / burst, Same as RM17TA00 ¦ IEC61000-4-5,Surge, Same as RM17TA00 ¦ IEC61000-4-6,Conducted RF disturbance, Same as RM17TA00 ¦ IEC61000-4-8,Power frequency magnetic field, Same as RM17TA00 ¦ IEC61000-4-11,Voltage dips, short interruption & variations on power line, Same as RM17TA00 ¦ IEC61000-4-18,1 MHz oscillation wave, Same as RM17TA00 ¦ IEC61000-4-29,DC voltage interruption, Same as RM17TA00 ¦ IEC61000-4-13,Low frequency harmonics, Same as RM17TA00 ¦ Germanisher Lloyd,Conducted low frequency interference (harmonics), Same as RM17TA00 ¦ ,Generic emission standard, Same as RM17TA00 ¦ EN55022 / CISPR22,Radiated RF & electromagnetic field (IT equiment), Same as RM17TA00 ¦ EN55011 / CISPR11,Radiated RF & electromagnetic field (Medical equiment), Same as RM17TA00 ¦ Germanisher Lloyd,Radiated emission from enclosure port, Same as RM17TA00 ¦ EN55022 / CISPR22,Conducted RF emission on power line (IT equiment), Same as RM17TA00 ¦ EN55011 / CISPR11,Conducted RF emission on power line (Medical equiment), Same as RM17TA00 ¦ Germanisher Lloyd,Conducted emission,
84873892_24.0 | Same as RM17TA00 ¦ ,Phase cut, Same as RM17TA00 ¦ ,Phase sequence, Same as RM17TA00 ¦ ,Over / undervoltage (symmetry windows mode), Same as RM17TA00 ¦ ,Over voltage, Same as RM17TA00 ¦ ,Undervoltage , Same as RM17TA00 ¦ ,Phase asymmetry, Same as RM17TA00 ¦ ,Disconnection of neutral, Same as RM17TA00 ¦ ,Voltage Regeneration, Same as RM17TA00 ¦ ,Extreme undervoltage (Phase loss), Same as RM17TA00 ¦ ,Extreme Overvoltage, Same as RM17TA00 ¦ ,Extreme Asymmetry,
84873892_25.0 | Same as RM17TA00 ¦ ,Rated frequency, Same as RM17TA00 ¦ ,Frequency operating range,
84873892_26.0 | Same as RM17TA00 ¦ ,Input nominal voltage selection,
84873892_27.0 | Same as RM17TA00 ¦ ,Input terminal,
84873892_28.0 | Same as RM17TA00 ¦ ,Internal input resistance,
84873892_29.0 | Same as RM17TA00 ¦ IEC60529,Terminal Block, Same as RM17TA00 ¦ IEC60529,Housing, Same as RM17TA00 ¦ IEC60529,Front Panel,
84873892_298.0 | Same as RM17TA00
84873892_3.0 | Same as RM17TA00 ¦ ,Width,
84873892_30.0 | Same as RM17TA00 Same as RM17TA00 ¦ ,Power supply availability, Same as RM17TA00 ¦ ,Power supply not availability, Same as RM17TA00 ¦ ,Timing in-progress, Same as RM17TA00 ¦ ,Output is energized, Same as RM17TA00 ¦ ,Output is de-energized, Same as RM17TA00 ¦ ,Range Setting Changes, Same as RM17TA00 ¦ ,Phase Cut, Same as RM17TA00 ¦ ,Phase Sequence Swap, Same as RM17TA00 ¦ ,Undervoltage <U, Same as RM17TA00 ¦ ,Overvoltage >U, Same as RM17TA00 ¦ ,Phase Asymmetry, Same as RM17TA00 ¦ ,Voltage Regeneration, Same as RM17TA00 ¦ ,Extreme Undervoltage <U (Phase loss), Same as RM17TA00 ¦ ,Extreme Overvoltage >U, Same as RM17TA00 ¦ ,Extreme Phase Asymmetry,
84873892_31.0 | UL, CSA, CE, China ROHS
84873892_32.0 | UL, CSA, CE, China ROHS
84873892_33.0 | Same as RM17TA00 ¦ IEC60068-2-30,Damp heat,XX
84873892_34.0 | Same as RM17TA00 ¦ ,through Un power reset, Same as RM17TA00 ¦ ,through front panel reset, Same as RM17TA00 ¦ ,through input control reset,
84873892_35.0 | Same as RM17TA00 ¦ ,on crossing the threshold, Same as RM17TA00 Same as RM17TA00 Same as RM17TA00 Same as RM17TA00
84873892_36.0 | Same as RM17TA00 ¦ IEC60068-3-3
84873892_37.0 | Same as RM17TA00 ¦ IEC60068-2-27
84873892_38.0 | Same as RM17TA00 Same as RM17TA00
84873892_39.0 | Same as RM17TA00
84873892_4.0 | Same as RM17TA00 ¦ IEC60255-27,Supply / Input 1, Same as RM17TA00 ¦ IEC60255-27,Supply / Input 2, Same as RM17TA00 ¦ IEC60255-27,Supply / Input 3, Same as RM17TA00 ¦ IEC60255-27,Supply / Output 1, Same as RM17TA00 ¦ IEC60255-27,Supply / Output 2, Same as RM17TA00 ¦ IEC60255-27,Output 1 / Output 2, Same as RM17TA00 ¦ IEC60255-27,Input 1 / Output 1, Same as RM17TA00 ¦ IEC60255-27,Input 1 / Output 2, Same as RM17TA00 ¦ IEC60255-27,Input 2 / Output 1, Same as RM17TA00 ¦ IEC60255-27,Input 2 / Output 2, Same as RM17TA00 ¦ IEC60255-27,Input 3 / Output 1, Same as RM17TA00 ¦ IEC60255-27,Input 3 / Output 2, Same as RM17TA00 ¦ IEC60255-27,Input 1 / Input 2, Same as RM17TA00 ¦ IEC60255-27,Input 2 / Input 3, Same as RM17TA00 ¦ IEC60255-27,Input 1 / Input 3,
84873892_40.0 | Same as RM17TA00 ¦ IEC60664-1
84873892_41.0 | Same as RM17TA00 ¦ IEC60947-5-1
84873892_42.0 | Same as RM17TA00 ¦ IEC60947-1,Tightening torque,
84873892_43.0 | Same as RM17TA00 ¦ IEC60068-2-6
84873892_44.0 | Same as RM17TA00 ¦ ,Setting accuracy,
84873892_45.0 | Same as RM17TA00
84873892_46.0 | Same as RM17TA00 ¦ ,Repeat accuracy (constant parameters),
84873892_47.0 | Same as RM17TA00
84873892_48.0 | Same as RM17TA00 ¦ ,MTTF, Same as RM17TA00 ¦ ,B10,
84873892_49.0 | Same as RM17TA00 ¦ IEC60947-5-1,Relay Output by external fuse, Same as RM17TA00 ¦ IEC62314,Solid State Output by external fuse,
84873892_5.0 | Same as RM17TA00
84873892_50.0 | Same as RM17TA00 ¦ ,In relation to normal vertical mounting plane,
84873892_51.0 | Same as RM17TA00 ¦ IEC/EN 60715,Without socket, Same as RM17TA00 ¦ IEC/EN 60715,With socket,
84873892_53.0 | Same as RM17TA00
84873892_54.0 | Same as RM17TA00
84873892_55.0 | Same as RM17TA00 ¦ IEC60664-1
84873892_58.0 | Same as RM17TA00 ¦ ,Maximum measuring cycles,
84873892_59.0 | Same as RM17TA00 ¦ ,Maximum switching voltage, Same as RM17TA00 ¦ ,Maximum switching current, Same as RM17TA00 ¦ ,Maximum switching capacity,
84873892_6.0 | Same as RM17TA00 ¦ IEC60947-4-1,AC-1, Same as RM17TA00 ¦ IEC60947-4-1,DC-1, Same as RM17TA00 ¦ IEC60947-5-1,AC-15, Same as RM17TA00 ¦ IEC60947-5-1,DC-13,
84873892_60.0 | Same as RM17TA00 ¦ IEC60947-5-4,Minimum switching voltage, Same as RM17TA00 ¦ IEC60947-5-4,Minimum switching current, Same as RM17TA00 ¦ IEC60947-5-4,Minimum switching capacity,
84873892_61.0 | Same as RM17TA00 ¦ ,Horizontal, Same as RM17TA00 ¦ ,Vertical,
84873892_62.0 | Same as RM17TA00
84873892_63.0 | Same as RM17TA00 ¦ ,R1 (11-12-14), Same as RM17TA00 ¦ ,R2 (21-22-24),
84873892_64.0 | Same as RM17TA00
84873892_65.0 | Same as RM17TA00
84873892_66.0 | Same as RM17TA00 ¦ ,permissible input overload,
84873892_67.0 | Same as RM17TA00
84873892_68.0 | Same as RM17TA00 ¦ ,"OFF" delay, Same as RM17TA00 ¦ ,"ON" delay, Same as RM17TA00 ¦ ,Inhibition,
84873892_69.0 | Same as RM17TA00 ¦ ,Phase cut, Same as RM17TA00 ¦ ,Phase sequence, Same as RM17TA00 ¦ ,Over / undervoltage (symmetry windows mode), Same as RM17TA00 ¦ ,Over voltage, Same as RM17TA00 ¦ ,Undervoltage , Same as RM17TA00 ¦ ,Phase asymmetry, Same as RM17TA00 ¦ ,Disconnection of neutral, Same as RM17TA00 ¦ ,Voltage Regeneration, Same as RM17TA00 ¦ ,Extreme undervoltage (Phase loss), Same as RM17TA00 ¦ ,Extreme Overvoltage, Same as RM17TA00 ¦ ,Extreme Asymmetry,
84873892_7.0 | Same as RM17TA00 ¦ IEC60664-1,Supply, Same as RM17TA00 ¦ IEC60664-1,Input 1, Same as RM17TA00 ¦ IEC60664-1,Input 2, Same as RM17TA00 ¦ IEC60664-1,Input 3, Same as RM17TA00 ¦ IEC60664-1,Output 1, Same as RM17TA00 ¦ IEC60664-1,Output 2, Same as RM17TA00 ¦ IEC60664-1,Supply / Input 1,Galvanic Same as RM17TA00 ¦ IEC60664-1,Supply / Input 2,Isolated Same as RM17TA00 ¦ IEC60664-1,Supply / Input 3,Circuit Same as RM17TA00 ¦ IEC60664-1,Supply / Output 1, Same as RM17TA00 ¦ IEC60664-1,Supply / Output 2, Same as RM17TA00 ¦ IEC60664-1,Output 1 / Output 2, Same as RM17TA00 ¦ IEC60664-1,Input 1 / Output 1, Same as RM17TA00 ¦ IEC60664-1,Input 1 / Output 2, Same as RM17TA00 ¦ IEC60664-1,Input 2 / Output 1, Same as RM17TA00 ¦ IEC60664-1,Input 2 / Output 2, Same as RM17TA00 ¦ IEC60664-1,Input 3 / Output 1, Same as RM17TA00 ¦ IEC60664-1,Input 3 / Output 2, Same as RM17TA00 ¦ IEC60664-1,Input 1 / Input 2, Same as RM17TA00 ¦ IEC60664-1,Input 2 / Input 3, Same as RM17TA00 ¦ IEC60664-1,Input 1 / Input 3,
84873892_70.0 | Same as RM17TA00 Same as RM17TA00
84873892_71.0 | Same as RM17TA00 ¦ ,Measurement error with supply voltage variation, Same as RM17TA00 ¦ ,Measurement error with temperature variation,
84873892_77.0 | Same as RM17TA00 ¦ IEC61810-1,Rated switching current,
84873892_78.0 | Same as RM17TA00 ¦ IEC61810-1,Rated switching voltage,
84873892_8.0 | Same as RM17TA00 ¦ IEC60664-1,Supply, Same as RM17TA00 ¦ IEC60664-1,Input 1, Same as RM17TA00 ¦ IEC60664-1,Input 2, Same as RM17TA00 ¦ IEC60664-1,Input 3, Same as RM17TA00 ¦ IEC60664-1,Output 1, Same as RM17TA00 ¦ IEC60664-1,Output 2, Same as RM17TA00 ¦ IEC60664-1,Supply / Input 1,Galvanic Same as RM17TA00 ¦ IEC60664-1,Supply / Input 2,Isolated Same as RM17TA00 ¦ IEC60664-1,Supply / Input 3,Circuit Same as RM17TA00 ¦ IEC60664-1,Supply / Output 1, Same as RM17TA00 ¦ IEC60664-1,Supply / Output 2, Same as RM17TA00 ¦ IEC60664-1,Output 1 / Output 2, Same as RM17TA00 ¦ IEC60664-1,Input 1 / Output 1, Same as RM17TA00 ¦ IEC60664-1,Input 1 / Output 2, Same as RM17TA00 ¦ IEC60664-1,Input 2 / Output 1, Same as RM17TA00 ¦ IEC60664-1,Input 2 / Output 2, Same as RM17TA00 ¦ IEC60664-1,Input 3 / Output 1, Same as RM17TA00 ¦ IEC60664-1,Input 3 / Output 2, Same as RM17TA00 ¦ IEC60664-1,Input 1 / Input 2, Same as RM17TA00 ¦ IEC60664-1,Input 2 / Input 3, Same as RM17TA00 ¦ IEC60664-1,Input 1 / Input 3,
84873892_81.0 | Same as RM17TA00 ¦ ,Phase lost , Same as RM17TA00 ¦ ,Phase sequence, Same as RM17TA00 ¦ ,Over / undervoltage (symmetry windows mode), Same as RM17TA00 ¦ ,Over voltage, Same as RM17TA00 ¦ ,Undervoltage , Same as RM17TA00 ¦ ,Phase asymmetry, Same as RM17TA00 ¦ ,Disconnection of neutral, Same as RM17TA00 ¦ ,Voltage Regeneration, Same as RM17TA00 ¦ ,Extreme undervoltage, Same as RM17TA00 ¦ ,Extreme overvoltage, Same as RM17TA00 ¦ ,Extreme asymmetry,
84873892_9.0 | Same as RM17TA00 ¦ IEC61810-1
84873892_92.0 | Same as RM17TA00 ¦ IEC62314,Only for solid state output,
84873892_93.0 | Same as RM17TA00 ¦ IEC62314,Only for solid state output,
84873892_94.0 | Same as RM17TA00 ¦ ,Measurement method,
84873892_95.0 | Same as RM17TA00 ¦ ,Phase lost , Same as RM17TA00 ¦ ,Phase sequence, Same as RM17TA00 ¦ ,Over / undervoltage (symmetry windows mode), Same as RM17TA00 ¦ ,Over voltage, Same as RM17TA00 ¦ ,Undervoltage , Same as RM17TA00 ¦ ,Phase asymmetry, Same as RM17TA00 ¦ ,Disconnection of neutral, Same as RM17TA00 ¦ ,Voltage Regeneration, Same as RM17TA00 ¦ ,Extreme undervoltage, Same as RM17TA00 ¦ ,Extreme Overvoltage, Same as RM17TA00 ¦ ,Extreme Asymmetry,
84873892_96.0 | Same as RM17TA00 ¦ ,"OFF" delay, Same as RM17TA00 ¦ ,"ON" delay, Same as RM17TA00 ¦ ,Inhibition,
84873893 | Same as RM35TF30 ¦ IEC60721-3-3,Climatic category, Same as RM35TF30 ¦ Germanisher Lloyd,Environmental category, Same as RM35TF30 ¦ IEC60947-5-1,Cyclic Damp Heat Test, Same as RM35TF30 ¦ ,Supply,Rated Same as RM35TF30 ¦ ,Input 1,Voltage Same as RM35TF30 ¦ ,Input 2,Spec Same as RM35TF30 ¦ ,Input 3, Same as RM35TF30 ¦ ,Output 1, Same as RM35TF30 ¦ ,Output 2, Same as RM35TF30 ¦ ,Measurement mode, Same as RM35TF30 Same as RM35TF30 Same as RM35TF30 Same as RM35TF30 Same as RM35TF30 ¦ ,MTTFd, Same as RM35TF30 ¦ ,B10d, Drawing / Diagram
84873893_1.0 | Same as RM35TF30 ¦ ,Depth,
84873893_10.0 | Same as RM35TF30
84873893_11.0 | Same as RM35TF30 Same as RM35TF30
84873893_12.0 | Same as RM35TF30 ¦ ,Operation,
84873893_13.0 | Same as RM35TF30 ¦ ,Storage,
84873893_14.0 | Same as RM35TF30 ¦ IEC60068-2-29
84873893_15.0 | Same as RM35TF30 ¦ ,Cable stripping length,
84873893_16.0 | Same as RM35TF30 ¦ ,Supply,Terminal Same as RM35TF30 ¦ ,Input 1, Same as RM35TF30 ¦ ,Input 2, Same as RM35TF30 ¦ ,Input 3, Same as RM35TF30 ¦ ,Output 1, Same as RM35TF30 ¦ ,Output 2,
84873893_17.0 | Same as RM35TF30 ¦ IEC60947-1,Solid cable without cable end (screw terminal), Same as RM35TF30 ¦ IEC60947-1,Flexible cable with cable end (screw terminal), Same as RM35TF30 ¦ IEC60947-1,Solid cable (spring terminal), Same as RM35TF30 ¦ IEC60947-1,Flexible cable (spring terminal),
84873893_18.0 | Same as RM35TF30
84873893_19.0 | Same as RM35TF30
84873893_2.0 | Same as RM35TF30 ¦ ,Height,
84873893_20.0 | Same as RM35TF30 ¦ IEC60255-27,Supply / Input 1, Same as RM35TF30 ¦ IEC60255-27,Supply / Input 2, Same as RM35TF30 ¦ IEC60255-27,Supply / Input 3, Same as RM35TF30 ¦ IEC60255-27,Supply / Output 1, Same as RM35TF30 ¦ IEC60255-27,Supply / Output 2, Same as RM35TF30 ¦ IEC60255-27,Output 1 / Output 2, Same as RM35TF30 ¦ IEC60255-27,Input 1 / Output 1, Same as RM35TF30 ¦ IEC60255-27,Input 1 / Output 2, Same as RM35TF30 ¦ IEC60255-27,Input 2 / Output 1, Same as RM35TF30 ¦ IEC60255-27,Input 2 / Output 2, Same as RM35TF30 ¦ IEC60255-27,Input 3 / Output 1, Same as RM35TF30 ¦ IEC60255-27,Input 3 / Output 2, Same as RM35TF30 ¦ IEC60255-27,Input 1 / Input 2, Same as RM35TF30 ¦ IEC60255-27,Input 2 / Input 3, Same as RM35TF30 ¦ IEC60255-27,Input 1 / Input 3,
84873893_21.0 | Same as RM35TF30 Same as RM35TF30 Same as RM35TF30 Same as RM35TF30
84873893_22.0 | Same as RM35TF30
84873893_23.0 | Same as RM35TF30 ¦ ,Generic immunity standard, Same as RM35TF30 ¦ IEC61000-4-2,Electrostatic discharge, Same as RM35TF30 ¦ IEC61000-4-3,Radiated RF & electromagnetic field, Same as RM35TF30 ¦ IEC61000-4-4,Fast transient / burst, Same as RM35TF30 ¦ IEC61000-4-5,Surge, Same as RM35TF30 ¦ IEC61000-4-6,Conducted RF disturbance, Same as RM35TF30 ¦ IEC61000-4-8,Power frequency magnetic field, Same as RM35TF30 ¦ IEC61000-4-11,Voltage dips, short interruption & variations on power line, Same as RM35TF30 ¦ IEC61000-4-18,1 MHz oscillation wave, Same as RM35TF30 ¦ IEC61000-4-29,DC voltage interruption, Same as RM35TF30 ¦ IEC61000-4-13,Low frequency harmonics, Same as RM35TF30 ¦ Germanisher Lloyd,Conducted low frequency interference (harmonics), Same as RM35TF30 ¦ ,Generic emission standard, Same as RM35TF30 ¦ EN55022 / CISPR22,Radiated RF & electromagnetic field (IT equiment), Same as RM35TF30 ¦ EN55011 / CISPR11,Radiated RF & electromagnetic field (Medical equiment), Same as RM35TF30 ¦ Germanisher Lloyd,Radiated emission from enclosure port, Same as RM35TF30 ¦ EN55022 / CISPR22,Conducted RF emission on power line (IT equiment), Same as RM35TF30 ¦ EN55011 / CISPR11,Conducted RF emission on power line (Medical equiment), Same as RM35TF30 ¦ Germanisher Lloyd,Conducted emission,
84873893_24.0 | Same as RM35TF30 ¦ ,Phase cut, Same as RM35TF30 ¦ ,Phase sequence, Same as RM35TF30 ¦ ,Over / undervoltage (symmetry windows mode), Same as RM35TF30 ¦ ,Over voltage, Same as RM35TF30 ¦ ,Undervoltage , Same as RM35TF30 ¦ ,Phase asymmetry, Same as RM35TF30 ¦ ,Disconnection of neutral, Same as RM35TF30 ¦ ,Voltage Regeneration, Same as RM35TF30 ¦ ,Extreme undervoltage (Phase loss), Same as RM35TF30 ¦ ,Extreme Overvoltage, Same as RM35TF30 ¦ ,Extreme Asymmetry,
84873893_25.0 | Same as RM35TF30 ¦ ,Rated frequency, Same as RM35TF30 ¦ ,Frequency operating range,
84873893_26.0 | Same as RM35TF30 ¦ ,Input nominal voltage selection,
84873893_27.0 | Same as RM35TF30 ¦ ,Input terminal,
84873893_28.0 | Same as RM35TF30 ¦ ,Internal input resistance,
84873893_29.0 | Same as RM35TF30 ¦ IEC60529,Terminal Block, Same as RM35TF30 ¦ IEC60529,Housing, Same as RM35TF30 ¦ IEC60529,Front Panel,
84873893_298.0 | Same as RM35TF30
84873893_3.0 | Same as RM35TF30 ¦ ,Width,
84873893_30.0 | Same as RM35TF30 Same as RM35TF30 ¦ ,Power supply availability, Same as RM35TF30 ¦ ,Power supply not availability, Same as RM35TF30 ¦ ,Timing in-progress, Same as RM35TF30 ¦ ,Output is energized, Same as RM35TF30 ¦ ,Output is de-energized, Same as RM35TF30 ¦ ,Range Setting Changes, Same as RM35TF30 ¦ ,Phase Cut, Same as RM35TF30 ¦ ,Phase Sequence Swap, Same as RM35TF30 ¦ ,Undervoltage <U, Same as RM35TF30 ¦ ,Overvoltage >U, Same as RM35TF30 ¦ ,Phase Asymmetry, Same as RM35TF30 ¦ ,Voltage Regeneration, Same as RM35TF30 ¦ ,Extreme Undervoltage <U (Phase loss), Same as RM35TF30 ¦ ,Extreme Overvoltage >U, Same as RM35TF30 ¦ ,Extreme Phase Asymmetry,
84873893_31.0 | UL, CSA, CE, China ROHS
84873893_32.0 | UL, CSA, CE, China ROHS
84873893_33.0 | Same as RM35TF30 ¦ IEC60068-2-30,Damp heat,XX
84873893_34.0 | Same as RM35TF30 ¦ ,through Un power reset, Same as RM35TF30 ¦ ,through front panel reset, Same as RM35TF30 ¦ ,through input control reset,
84873893_35.0 | Same as RM35TF30 ¦ ,on crossing the threshold, Same as RM35TF30 Same as RM35TF30 Same as RM35TF30 Same as RM35TF30
84873893_36.0 | Same as RM35TF30 ¦ IEC60068-3-3
84873893_37.0 | Same as RM35TF30 ¦ IEC60068-2-27
84873893_38.0 | Same as RM35TF30 Same as RM35TF30
84873893_39.0 | Same as RM35TF30
84873893_4.0 | Same as RM35TF30 ¦ IEC60255-27,Supply / Input 1, Same as RM35TF30 ¦ IEC60255-27,Supply / Input 2, Same as RM35TF30 ¦ IEC60255-27,Supply / Input 3, Same as RM35TF30 ¦ IEC60255-27,Supply / Output 1, Same as RM35TF30 ¦ IEC60255-27,Supply / Output 2, Same as RM35TF30 ¦ IEC60255-27,Output 1 / Output 2, Same as RM35TF30 ¦ IEC60255-27,Input 1 / Output 1, Same as RM35TF30 ¦ IEC60255-27,Input 1 / Output 2, Same as RM35TF30 ¦ IEC60255-27,Input 2 / Output 1, Same as RM35TF30 ¦ IEC60255-27,Input 2 / Output 2, Same as RM35TF30 ¦ IEC60255-27,Input 3 / Output 1, Same as RM35TF30 ¦ IEC60255-27,Input 3 / Output 2, Same as RM35TF30 ¦ IEC60255-27,Input 1 / Input 2, Same as RM35TF30 ¦ IEC60255-27,Input 2 / Input 3, Same as RM35TF30 ¦ IEC60255-27,Input 1 / Input 3,
84873893_40.0 | Same as RM35TF30 ¦ IEC60664-1
84873893_41.0 | Same as RM35TF30 ¦ IEC60947-5-1
84873893_42.0 | Same as RM35TF30 ¦ IEC60947-1,Tightening torque,
84873893_43.0 | Same as RM35TF30 ¦ IEC60068-2-6
84873893_44.0 | Same as RM35TF30 ¦ ,Setting accuracy,
84873893_45.0 | Same as RM35TF30
84873893_46.0 | Same as RM35TF30 ¦ ,Repeat accuracy (constant parameters),
84873893_47.0 | Same as RM35TF30
84873893_48.0 | Same as RM35TF30 ¦ ,MTTF, Same as RM35TF30 ¦ ,B10,
84873893_49.0 | Same as RM35TF30 ¦ IEC60947-5-1,Relay Output by external fuse, Same as RM35TF30 ¦ IEC62314,Solid State Output by external fuse,
84873893_5.0 | Same as RM35TF30
84873893_50.0 | Same as RM35TF30 ¦ ,In relation to normal vertical mounting plane,
84873893_51.0 | Same as RM35TF30 ¦ IEC/EN 60715,Without socket, Same as RM35TF30 ¦ IEC/EN 60715,With socket,
84873893_53.0 | Same as RM35TF30
84873893_54.0 | Same as RM35TF30
84873893_55.0 | Same as RM35TF30 ¦ IEC60664-1
84873893_58.0 | Same as RM35TF30 ¦ ,Maximum measuring cycles,
84873893_59.0 | Same as RM35TF30 ¦ ,Maximum switching voltage, Same as RM35TF30 ¦ ,Maximum switching current, Same as RM35TF30 ¦ ,Maximum switching capacity,
84873893_6.0 | Same as RM35TF30 ¦ IEC60947-4-1,AC-1, Same as RM35TF30 ¦ IEC60947-4-1,DC-1, Same as RM35TF30 ¦ IEC60947-5-1,AC-15, Same as RM35TF30 ¦ IEC60947-5-1,DC-13,
84873893_60.0 | Same as RM35TF30 ¦ IEC60947-5-4,Minimum switching voltage, Same as RM35TF30 ¦ IEC60947-5-4,Minimum switching current, Same as RM35TF30 ¦ IEC60947-5-4,Minimum switching capacity,
84873893_61.0 | Same as RM35TF30 ¦ ,Horizontal, Same as RM35TF30 ¦ ,Vertical,
84873893_62.0 | Same as RM35TF30
84873893_63.0 | Same as RM35TF30 ¦ ,R1 (11-12-14), Same as RM35TF30 ¦ ,R2 (21-22-24),
84873893_64.0 | Same as RM35TF30
84873893_65.0 | Same as RM35TF30
84873893_66.0 | Same as RM35TF30 ¦ ,permissible input overload,
84873893_67.0 | Same as RM35TF30
84873893_68.0 | Same as RM35TF30 ¦ ,"OFF" delay, Same as RM35TF30 ¦ ,"ON" delay, Same as RM35TF30 ¦ ,Inhibition,
84873893_69.0 | Same as RM35TF30 ¦ ,Phase cut, Same as RM35TF30 ¦ ,Phase sequence, Same as RM35TF30 ¦ ,Over / undervoltage (symmetry windows mode), Same as RM35TF30 ¦ ,Over voltage, Same as RM35TF30 ¦ ,Undervoltage , Same as RM35TF30 ¦ ,Phase asymmetry, Same as RM35TF30 ¦ ,Disconnection of neutral, Same as RM35TF30 ¦ ,Voltage Regeneration, Same as RM35TF30 ¦ ,Extreme undervoltage (Phase loss), Same as RM35TF30 ¦ ,Extreme Overvoltage, Same as RM35TF30 ¦ ,Extreme Asymmetry,
84873893_7.0 | Same as RM35TF30 ¦ IEC60664-1,Supply, Same as RM35TF30 ¦ IEC60664-1,Input 1, Same as RM35TF30 ¦ IEC60664-1,Input 2, Same as RM35TF30 ¦ IEC60664-1,Input 3, Same as RM35TF30 ¦ IEC60664-1,Output 1, Same as RM35TF30 ¦ IEC60664-1,Output 2, Same as RM35TF30 ¦ IEC60664-1,Supply / Input 1,Galvanic Same as RM35TF30 ¦ IEC60664-1,Supply / Input 2,Isolated Same as RM35TF30 ¦ IEC60664-1,Supply / Input 3,Circuit Same as RM35TF30 ¦ IEC60664-1,Supply / Output 1, Same as RM35TF30 ¦ IEC60664-1,Supply / Output 2, Same as RM35TF30 ¦ IEC60664-1,Output 1 / Output 2, Same as RM35TF30 ¦ IEC60664-1,Input 1 / Output 1, Same as RM35TF30 ¦ IEC60664-1,Input 1 / Output 2, Same as RM35TF30 ¦ IEC60664-1,Input 2 / Output 1, Same as RM35TF30 ¦ IEC60664-1,Input 2 / Output 2, Same as RM35TF30 ¦ IEC60664-1,Input 3 / Output 1, Same as RM35TF30 ¦ IEC60664-1,Input 3 / Output 2, Same as RM35TF30 ¦ IEC60664-1,Input 1 / Input 2, Same as RM35TF30 ¦ IEC60664-1,Input 2 / Input 3, Same as RM35TF30 ¦ IEC60664-1,Input 1 / Input 3,
84873893_70.0 | Same as RM35TF30 Same as RM35TF30
84873893_71.0 | Same as RM35TF30 ¦ ,Measurement error with supply voltage variation, Same as RM35TF30 ¦ ,Measurement error with temperature variation,
84873893_77.0 | Same as RM35TF30 ¦ IEC61810-1,Rated switching current,
84873893_78.0 | Same as RM35TF30 ¦ IEC61810-1,Rated switching voltage,
84873893_8.0 | Same as RM35TF30 ¦ IEC60664-1,Supply, Same as RM35TF30 ¦ IEC60664-1,Input 1, Same as RM35TF30 ¦ IEC60664-1,Input 2, Same as RM35TF30 ¦ IEC60664-1,Input 3, Same as RM35TF30 ¦ IEC60664-1,Output 1, Same as RM35TF30 ¦ IEC60664-1,Output 2, Same as RM35TF30 ¦ IEC60664-1,Supply / Input 1,Galvanic Same as RM35TF30 ¦ IEC60664-1,Supply / Input 2,Isolated Same as RM35TF30 ¦ IEC60664-1,Supply / Input 3,Circuit Same as RM35TF30 ¦ IEC60664-1,Supply / Output 1, Same as RM35TF30 ¦ IEC60664-1,Supply / Output 2, Same as RM35TF30 ¦ IEC60664-1,Output 1 / Output 2, Same as RM35TF30 ¦ IEC60664-1,Input 1 / Output 1, Same as RM35TF30 ¦ IEC60664-1,Input 1 / Output 2, Same as RM35TF30 ¦ IEC60664-1,Input 2 / Output 1, Same as RM35TF30 ¦ IEC60664-1,Input 2 / Output 2, Same as RM35TF30 ¦ IEC60664-1,Input 3 / Output 1, Same as RM35TF30 ¦ IEC60664-1,Input 3 / Output 2, Same as RM35TF30 ¦ IEC60664-1,Input 1 / Input 2, Same as RM35TF30 ¦ IEC60664-1,Input 2 / Input 3, Same as RM35TF30 ¦ IEC60664-1,Input 1 / Input 3,
84873893_81.0 | Same as RM35TF30 ¦ ,Phase lost , Same as RM35TF30 ¦ ,Phase sequence, Same as RM35TF30 ¦ ,Over / undervoltage (symmetry windows mode), Same as RM35TF30 ¦ ,Over voltage, Same as RM35TF30 ¦ ,Undervoltage , Same as RM35TF30 ¦ ,Phase asymmetry, Same as RM35TF30 ¦ ,Disconnection of neutral, Same as RM35TF30 ¦ ,Voltage Regeneration, Same as RM35TF30 ¦ ,Extreme undervoltage, Same as RM35TF30 ¦ ,Extreme overvoltage, Same as RM35TF30 ¦ ,Extreme asymmetry,
84873893_9.0 | Same as RM35TF30 ¦ IEC61810-1
84873893_92.0 | Same as RM35TF30 ¦ IEC62314,Only for solid state output,
84873893_93.0 | Same as RM35TF30 ¦ IEC62314,Only for solid state output,
84873893_94.0 | Same as RM35TF30 ¦ ,Measurement method,
84873893_95.0 | Same as RM35TF30 ¦ ,Phase lost , Same as RM35TF30 ¦ ,Phase sequence, Same as RM35TF30 ¦ ,Over / undervoltage (symmetry windows mode), Same as RM35TF30 ¦ ,Over voltage, Same as RM35TF30 ¦ ,Undervoltage , Same as RM35TF30 ¦ ,Phase asymmetry, Same as RM35TF30 ¦ ,Disconnection of neutral, Same as RM35TF30 ¦ ,Voltage Regeneration, Same as RM35TF30 ¦ ,Extreme undervoltage, Same as RM35TF30 ¦ ,Extreme Overvoltage, Same as RM35TF30 ¦ ,Extreme Asymmetry,
84873893_96.0 | Same as RM35TF30 ¦ ,"OFF" delay, Same as RM35TF30 ¦ ,"ON" delay, Same as RM35TF30 ¦ ,Inhibition,
84873894 | Same as RM35UB330 ¦ IEC60721-3-3,Climatic category, Same as RM35UB330 ¦ Germanisher Lloyd,Environmental category, Same as RM35UB330 ¦ IEC60947-5-1,Cyclic Damp Heat Test, Same as RM35UB330 ¦ ,Supply,Rated Same as RM35UB330 ¦ ,Input 1,Voltage Same as RM35UB330 ¦ ,Input 2,Spec Same as RM35UB330 ¦ ,Input 3, Same as RM35UB330 ¦ ,Output 1, Same as RM35UB330 ¦ ,Output 2, Same as RM35UB330 ¦ ,Measurement mode, Same as RM35UB330 Same as RM35UB330 Same as RM35UB330 Same as RM35UB330 Same as RM35UB330 ¦ ,MTTFd, Same as RM35UB330 ¦ ,B10d, Drawing / Diagram
84873894_1.0 | Same as RM35UB330 ¦ ,Depth,
84873894_10.0 | Same as RM35UB330
84873894_11.0 | Same as RM35UB330 Same as RM35UB330
84873894_12.0 | Same as RM35UB330 ¦ ,Operation,
84873894_13.0 | Same as RM35UB330 ¦ ,Storage,
84873894_14.0 | Same as RM35UB330 ¦ IEC60068-2-29
84873894_15.0 | Same as RM35UB330 ¦ ,Cable stripping length,
84873894_16.0 | Same as RM35UB330 ¦ ,Supply,Terminal Same as RM35UB330 ¦ ,Input 1, Same as RM35UB330 ¦ ,Input 2, Same as RM35UB330 ¦ ,Input 3, Same as RM35UB330 ¦ ,Output 1, Same as RM35UB330 ¦ ,Output 2,
84873894_17.0 | Same as RM35UB330 ¦ IEC60947-1,Solid cable without cable end (screw terminal), Same as RM35UB330 ¦ IEC60947-1,Flexible cable with cable end (screw terminal), Same as RM35UB330 ¦ IEC60947-1,Solid cable (spring terminal), Same as RM35UB330 ¦ IEC60947-1,Flexible cable (spring terminal),
84873894_18.0 | Same as RM35UB330
84873894_19.0 | Same as RM35UB330
84873894_2.0 | Same as RM35UB330 ¦ ,Height,
84873894_20.0 | Same as RM35UB330 ¦ IEC60255-27,Supply / Input 1, Same as RM35UB330 ¦ IEC60255-27,Supply / Input 2, Same as RM35UB330 ¦ IEC60255-27,Supply / Input 3, Same as RM35UB330 ¦ IEC60255-27,Supply / Output 1, Same as RM35UB330 ¦ IEC60255-27,Supply / Output 2, Same as RM35UB330 ¦ IEC60255-27,Output 1 / Output 2, Same as RM35UB330 ¦ IEC60255-27,Input 1 / Output 1, Same as RM35UB330 ¦ IEC60255-27,Input 1 / Output 2, Same as RM35UB330 ¦ IEC60255-27,Input 2 / Output 1, Same as RM35UB330 ¦ IEC60255-27,Input 2 / Output 2, Same as RM35UB330 ¦ IEC60255-27,Input 3 / Output 1, Same as RM35UB330 ¦ IEC60255-27,Input 3 / Output 2, Same as RM35UB330 ¦ IEC60255-27,Input 1 / Input 2, Same as RM35UB330 ¦ IEC60255-27,Input 2 / Input 3, Same as RM35UB330 ¦ IEC60255-27,Input 1 / Input 3,
84873894_21.0 | Same as RM35UB330 Same as RM35UB330 Same as RM35UB330 Same as RM35UB330
84873894_22.0 | Same as RM35UB330
84873894_23.0 | Same as RM35UB330 ¦ ,Generic immunity standard, Same as RM35UB330 ¦ IEC61000-4-2,Electrostatic discharge, Same as RM35UB330 ¦ IEC61000-4-3,Radiated RF & electromagnetic field, Same as RM35UB330 ¦ IEC61000-4-4,Fast transient / burst, Same as RM35UB330 ¦ IEC61000-4-5,Surge, Same as RM35UB330 ¦ IEC61000-4-6,Conducted RF disturbance, Same as RM35UB330 ¦ IEC61000-4-8,Power frequency magnetic field, Same as RM35UB330 ¦ IEC61000-4-11,Voltage dips, short interruption & variations on power line, Same as RM35UB330 ¦ IEC61000-4-18,1 MHz oscillation wave, Same as RM35UB330 ¦ IEC61000-4-29,DC voltage interruption, Same as RM35UB330 ¦ IEC61000-4-13,Low frequency harmonics, Same as RM35UB330 ¦ Germanisher Lloyd,Conducted low frequency interference (harmonics), Same as RM35UB330 ¦ ,Generic emission standard, Same as RM35UB330 ¦ EN55022 / CISPR22,Radiated RF & electromagnetic field (IT equiment), Same as RM35UB330 ¦ EN55011 / CISPR11,Radiated RF & electromagnetic field (Medical equiment), Same as RM35UB330 ¦ Germanisher Lloyd,Radiated emission from enclosure port, Same as RM35UB330 ¦ EN55022 / CISPR22,Conducted RF emission on power line (IT equiment), Same as RM35UB330 ¦ EN55011 / CISPR11,Conducted RF emission on power line (Medical equiment), Same as RM35UB330 ¦ Germanisher Lloyd,Conducted emission,
84873894_24.0 | Same as RM35UB330 ¦ ,Phase cut, Same as RM35UB330 ¦ ,Phase sequence, Same as RM35UB330 ¦ ,Over / undervoltage (symmetry windows mode), Same as RM35UB330 ¦ ,Over voltage, Same as RM35UB330 ¦ ,Undervoltage , Same as RM35UB330 ¦ ,Phase asymmetry, Same as RM35UB330 ¦ ,Disconnection of neutral, Same as RM35UB330 ¦ ,Voltage Regeneration, Same as RM35UB330 ¦ ,Extreme undervoltage (Phase loss), Same as RM35UB330 ¦ ,Extreme Overvoltage, Same as RM35UB330 ¦ ,Extreme Asymmetry,
84873894_25.0 | Same as RM35UB330 ¦ ,Rated frequency, Same as RM35UB330 ¦ ,Frequency operating range,
84873894_26.0 | Same as RM35UB330 ¦ ,Input nominal voltage selection,
84873894_27.0 | Same as RM35UB330 ¦ ,Input terminal,
84873894_28.0 | Same as RM35UB330 ¦ ,Internal input resistance,
84873894_29.0 | Same as RM35UB330 ¦ IEC60529,Terminal Block, Same as RM35UB330 ¦ IEC60529,Housing, Same as RM35UB330 ¦ IEC60529,Front Panel,
84873894_298.0 | Same as RM35UB330
84873894_3.0 | Same as RM35UB330 ¦ ,Width,
84873894_30.0 | Same as RM35UB330 Same as RM35UB330 ¦ ,Power supply availability, Same as RM35UB330 ¦ ,Power supply not availability, Same as RM35UB330 ¦ ,Timing in-progress, Same as RM35UB330 ¦ ,Output is energized, Same as RM35UB330 ¦ ,Output is de-energized, Same as RM35UB330 ¦ ,Range Setting Changes, Same as RM35UB330 ¦ ,Phase Cut, Same as RM35UB330 ¦ ,Phase Sequence Swap, Same as RM35UB330 ¦ ,Undervoltage <U, Same as RM35UB330 ¦ ,Overvoltage >U, Same as RM35UB330 ¦ ,Phase Asymmetry, Same as RM35UB330 ¦ ,Voltage Regeneration, Same as RM35UB330 ¦ ,Extreme Undervoltage <U (Phase loss), Same as RM35UB330 ¦ ,Extreme Overvoltage >U, Same as RM35UB330 ¦ ,Extreme Phase Asymmetry,
84873894_31.0 | UL, CSA, CE, China ROHS
84873894_32.0 | UL, CSA, CE, China ROHS
84873894_33.0 | Same as RM35UB330 ¦ IEC60068-2-30,Damp heat,XX
84873894_34.0 | Same as RM35UB330 ¦ ,through Un power reset, Same as RM35UB330 ¦ ,through front panel reset, Same as RM35UB330 ¦ ,through input control reset,
84873894_35.0 | Same as RM35UB330 ¦ ,on crossing the threshold, Same as RM35UB330 Same as RM35UB330 Same as RM35UB330 Same as RM35UB330
84873894_36.0 | Same as RM35UB330 ¦ IEC60068-3-3
84873894_37.0 | Same as RM35UB330 ¦ IEC60068-2-27
84873894_38.0 | Same as RM35UB330 Same as RM35UB330
84873894_39.0 | Same as RM35UB330
84873894_4.0 | Same as RM35UB330 ¦ IEC60255-27,Supply / Input 1, Same as RM35UB330 ¦ IEC60255-27,Supply / Input 2, Same as RM35UB330 ¦ IEC60255-27,Supply / Input 3, Same as RM35UB330 ¦ IEC60255-27,Supply / Output 1, Same as RM35UB330 ¦ IEC60255-27,Supply / Output 2, Same as RM35UB330 ¦ IEC60255-27,Output 1 / Output 2, Same as RM35UB330 ¦ IEC60255-27,Input 1 / Output 1, Same as RM35UB330 ¦ IEC60255-27,Input 1 / Output 2, Same as RM35UB330 ¦ IEC60255-27,Input 2 / Output 1, Same as RM35UB330 ¦ IEC60255-27,Input 2 / Output 2, Same as RM35UB330 ¦ IEC60255-27,Input 3 / Output 1, Same as RM35UB330 ¦ IEC60255-27,Input 3 / Output 2, Same as RM35UB330 ¦ IEC60255-27,Input 1 / Input 2, Same as RM35UB330 ¦ IEC60255-27,Input 2 / Input 3, Same as RM35UB330 ¦ IEC60255-27,Input 1 / Input 3,
84873894_40.0 | Same as RM35UB330 ¦ IEC60664-1
84873894_41.0 | Same as RM35UB330 ¦ IEC60947-5-1
84873894_42.0 | Same as RM35UB330 ¦ IEC60947-1,Tightening torque,
84873894_43.0 | Same as RM35UB330 ¦ IEC60068-2-6
84873894_44.0 | Same as RM35UB330 ¦ ,Setting accuracy,
84873894_45.0 | Same as RM35UB330
84873894_46.0 | Same as RM35UB330 ¦ ,Repeat accuracy (constant parameters),
84873894_47.0 | Same as RM35UB330
84873894_48.0 | Same as RM35UB330 ¦ ,MTTF, Same as RM35UB330 ¦ ,B10,
84873894_49.0 | Same as RM35UB330 ¦ IEC60947-5-1,Relay Output by external fuse, Same as RM35UB330 ¦ IEC62314,Solid State Output by external fuse,
84873894_5.0 | Same as RM35UB330
84873894_50.0 | Same as RM35UB330 ¦ ,In relation to normal vertical mounting plane,
84873894_51.0 | Same as RM35UB330 ¦ IEC/EN 60715,Without socket, Same as RM35UB330 ¦ IEC/EN 60715,With socket,
84873894_53.0 | Same as RM35UB330
84873894_54.0 | Same as RM35UB330
84873894_55.0 | Same as RM35UB330 ¦ IEC60664-1
84873894_58.0 | Same as RM35UB330 ¦ ,Maximum measuring cycles,
84873894_59.0 | Same as RM35UB330 ¦ ,Maximum switching voltage, Same as RM35UB330 ¦ ,Maximum switching current, Same as RM35UB330 ¦ ,Maximum switching capacity,
84873894_6.0 | Same as RM35UB330 ¦ IEC60947-4-1,AC-1, Same as RM35UB330 ¦ IEC60947-4-1,DC-1, Same as RM35UB330 ¦ IEC60947-5-1,AC-15, Same as RM35UB330 ¦ IEC60947-5-1,DC-13,
84873894_60.0 | Same as RM35UB330 ¦ IEC60947-5-4,Minimum switching voltage, Same as RM35UB330 ¦ IEC60947-5-4,Minimum switching current, Same as RM35UB330 ¦ IEC60947-5-4,Minimum switching capacity,
84873894_61.0 | Same as RM35UB330 ¦ ,Horizontal, Same as RM35UB330 ¦ ,Vertical,
84873894_62.0 | Same as RM35UB330
84873894_63.0 | Same as RM35UB330 ¦ ,R1 (11-12-14), Same as RM35UB330 ¦ ,R2 (21-22-24),
84873894_64.0 | Same as RM35UB330
84873894_65.0 | Same as RM35UB330
84873894_66.0 | Same as RM35UB330 ¦ ,permissible input overload,
84873894_67.0 | Same as RM35UB330
84873894_68.0 | Same as RM35UB330 ¦ ,"OFF" delay, Same as RM35UB330 ¦ ,"ON" delay, Same as RM35UB330 ¦ ,Inhibition,
84873894_69.0 | Same as RM35UB330 ¦ ,Phase cut, Same as RM35UB330 ¦ ,Phase sequence, Same as RM35UB330 ¦ ,Over / undervoltage (symmetry windows mode), Same as RM35UB330 ¦ ,Over voltage, Same as RM35UB330 ¦ ,Undervoltage , Same as RM35UB330 ¦ ,Phase asymmetry, Same as RM35UB330 ¦ ,Disconnection of neutral, Same as RM35UB330 ¦ ,Voltage Regeneration, Same as RM35UB330 ¦ ,Extreme undervoltage (Phase loss), Same as RM35UB330 ¦ ,Extreme Overvoltage, Same as RM35UB330 ¦ ,Extreme Asymmetry,
84873894_7.0 | Same as RM35UB330 ¦ IEC60664-1,Supply, Same as RM35UB330 ¦ IEC60664-1,Input 1, Same as RM35UB330 ¦ IEC60664-1,Input 2, Same as RM35UB330 ¦ IEC60664-1,Input 3, Same as RM35UB330 ¦ IEC60664-1,Output 1, Same as RM35UB330 ¦ IEC60664-1,Output 2, Same as RM35UB330 ¦ IEC60664-1,Supply / Input 1,Galvanic Same as RM35UB330 ¦ IEC60664-1,Supply / Input 2,Isolated Same as RM35UB330 ¦ IEC60664-1,Supply / Input 3,Circuit Same as RM35UB330 ¦ IEC60664-1,Supply / Output 1, Same as RM35UB330 ¦ IEC60664-1,Supply / Output 2, Same as RM35UB330 ¦ IEC60664-1,Output 1 / Output 2, Same as RM35UB330 ¦ IEC60664-1,Input 1 / Output 1, Same as RM35UB330 ¦ IEC60664-1,Input 1 / Output 2, Same as RM35UB330 ¦ IEC60664-1,Input 2 / Output 1, Same as RM35UB330 ¦ IEC60664-1,Input 2 / Output 2, Same as RM35UB330 ¦ IEC60664-1,Input 3 / Output 1, Same as RM35UB330 ¦ IEC60664-1,Input 3 / Output 2, Same as RM35UB330 ¦ IEC60664-1,Input 1 / Input 2, Same as RM35UB330 ¦ IEC60664-1,Input 2 / Input 3, Same as RM35UB330 ¦ IEC60664-1,Input 1 / Input 3,
84873894_70.0 | Same as RM35UB330 Same as RM35UB330
84873894_71.0 | Same as RM35UB330 ¦ ,Measurement error with supply voltage variation, Same as RM35UB330 ¦ ,Measurement error with temperature variation,
84873894_77.0 | Same as RM35UB330 ¦ IEC61810-1,Rated switching current,
84873894_78.0 | Same as RM35UB330 ¦ IEC61810-1,Rated switching voltage,
84873894_8.0 | Same as RM35UB330 ¦ IEC60664-1,Supply, Same as RM35UB330 ¦ IEC60664-1,Input 1, Same as RM35UB330 ¦ IEC60664-1,Input 2, Same as RM35UB330 ¦ IEC60664-1,Input 3, Same as RM35UB330 ¦ IEC60664-1,Output 1, Same as RM35UB330 ¦ IEC60664-1,Output 2, Same as RM35UB330 ¦ IEC60664-1,Supply / Input 1,Galvanic Same as RM35UB330 ¦ IEC60664-1,Supply / Input 2,Isolated Same as RM35UB330 ¦ IEC60664-1,Supply / Input 3,Circuit Same as RM35UB330 ¦ IEC60664-1,Supply / Output 1, Same as RM35UB330 ¦ IEC60664-1,Supply / Output 2, Same as RM35UB330 ¦ IEC60664-1,Output 1 / Output 2, Same as RM35UB330 ¦ IEC60664-1,Input 1 / Output 1, Same as RM35UB330 ¦ IEC60664-1,Input 1 / Output 2, Same as RM35UB330 ¦ IEC60664-1,Input 2 / Output 1, Same as RM35UB330 ¦ IEC60664-1,Input 2 / Output 2, Same as RM35UB330 ¦ IEC60664-1,Input 3 / Output 1, Same as RM35UB330 ¦ IEC60664-1,Input 3 / Output 2, Same as RM35UB330 ¦ IEC60664-1,Input 1 / Input 2, Same as RM35UB330 ¦ IEC60664-1,Input 2 / Input 3, Same as RM35UB330 ¦ IEC60664-1,Input 1 / Input 3,
84873894_81.0 | Same as RM35UB330 ¦ ,Phase lost , Same as RM35UB330 ¦ ,Phase sequence, Same as RM35UB330 ¦ ,Over / undervoltage (symmetry windows mode), Same as RM35UB330 ¦ ,Over voltage, Same as RM35UB330 ¦ ,Undervoltage , Same as RM35UB330 ¦ ,Phase asymmetry, Same as RM35UB330 ¦ ,Disconnection of neutral, Same as RM35UB330 ¦ ,Voltage Regeneration, Same as RM35UB330 ¦ ,Extreme undervoltage, Same as RM35UB330 ¦ ,Extreme overvoltage, Same as RM35UB330 ¦ ,Extreme asymmetry,
84873894_9.0 | Same as RM35UB330 ¦ IEC61810-1
84873894_92.0 | Same as RM35UB330 ¦ IEC62314,Only for solid state output,
84873894_93.0 | Same as RM35UB330 ¦ IEC62314,Only for solid state output,
84873894_94.0 | Same as RM35UB330 ¦ ,Measurement method,
84873894_95.0 | Same as RM35UB330 ¦ ,Phase lost , Same as RM35UB330 ¦ ,Phase sequence, Same as RM35UB330 ¦ ,Over / undervoltage (symmetry windows mode), Same as RM35UB330 ¦ ,Over voltage, Same as RM35UB330 ¦ ,Undervoltage , Same as RM35UB330 ¦ ,Phase asymmetry, Same as RM35UB330 ¦ ,Disconnection of neutral, Same as RM35UB330 ¦ ,Voltage Regeneration, Same as RM35UB330 ¦ ,Extreme undervoltage, Same as RM35UB330 ¦ ,Extreme Overvoltage, Same as RM35UB330 ¦ ,Extreme Asymmetry,
84873894_96.0 | Same as RM35UB330 ¦ ,"OFF" delay, Same as RM35UB330 ¦ ,"ON" delay, Same as RM35UB330 ¦ ,Inhibition,
84873895 | Same as RM35UB3N30 ¦ IEC60721-3-3,Climatic category, Same as RM35UB3N30 ¦ Germanisher Lloyd,Environmental category, Same as RM35UB3N30 ¦ IEC60947-5-1,Cyclic Damp Heat Test, Same as RM35UB3N30 ¦ ,Supply,Rated Same as RM35UB3N30 ¦ ,Input 1,Voltage Same as RM35UB3N30 ¦ ,Input 2,Spec Same as RM35UB3N30 ¦ ,Input 3, Same as RM35UB3N30 ¦ ,Output 1, Same as RM35UB3N30 ¦ ,Output 2, Same as RM35UB3N30 ¦ ,Measurement mode, Same as RM35UB3N30 Same as RM35UB3N30 Same as RM35UB3N30 Same as RM35UB3N30 Same as RM35UB3N30 Same as RM35UB3N30 ¦ ,MTTFd, Same as RM35UB3N30 ¦ ,B10d, Drawing / Diagram
84873895_1.0 | Same as RM35UB3N30 ¦ ,Depth,
84873895_10.0 | Same as RM35UB3N30
84873895_11.0 | Same as RM35UB3N30 Same as RM35UB3N30
84873895_12.0 | Same as RM35UB3N30 ¦ ,Operation,
84873895_13.0 | Same as RM35UB3N30 ¦ ,Storage,
84873895_14.0 | Same as RM35UB3N30 ¦ IEC60068-2-29
84873895_15.0 | Same as RM35UB3N30 ¦ ,Cable stripping length,
84873895_16.0 | Same as RM35UB3N30 ¦ ,Supply,Terminal Same as RM35UB3N30 ¦ ,Input 1, Same as RM35UB3N30 ¦ ,Input 2, Same as RM35UB3N30 ¦ ,Input 3, Same as RM35UB3N30 ¦ ,Output 1, Same as RM35UB3N30 ¦ ,Output 2,
84873895_17.0 | Same as RM35UB3N30 ¦ IEC60947-1,Solid cable without cable end (screw terminal), Same as RM35UB3N30 ¦ IEC60947-1,Flexible cable with cable end (screw terminal), Same as RM35UB3N30 ¦ IEC60947-1,Solid cable (spring terminal), Same as RM35UB3N30 ¦ IEC60947-1,Flexible cable (spring terminal),
84873895_18.0 | Same as RM35UB3N30
84873895_19.0 | Same as RM35UB3N30
84873895_2.0 | Same as RM35UB3N30 ¦ ,Height,
84873895_20.0 | Same as RM35UB3N30 ¦ IEC60255-27,Supply / Input 1, Same as RM35UB3N30 ¦ IEC60255-27,Supply / Input 2, Same as RM35UB3N30 ¦ IEC60255-27,Supply / Input 3, Same as RM35UB3N30 ¦ IEC60255-27,Supply / Output 1, Same as RM35UB3N30 ¦ IEC60255-27,Supply / Output 2, Same as RM35UB3N30 ¦ IEC60255-27,Output 1 / Output 2, Same as RM35UB3N30 ¦ IEC60255-27,Input 1 / Output 1, Same as RM35UB3N30 ¦ IEC60255-27,Input 1 / Output 2, Same as RM35UB3N30 ¦ IEC60255-27,Input 2 / Output 1, Same as RM35UB3N30 ¦ IEC60255-27,Input 2 / Output 2, Same as RM35UB3N30 ¦ IEC60255-27,Input 3 / Output 1, Same as RM35UB3N30 ¦ IEC60255-27,Input 3 / Output 2, Same as RM35UB3N30 ¦ IEC60255-27,Input 1 / Input 2, Same as RM35UB3N30 ¦ IEC60255-27,Input 2 / Input 3, Same as RM35UB3N30 ¦ IEC60255-27,Input 1 / Input 3,
84873895_21.0 | Same as RM35UB3N30 Same as RM35UB3N30 Same as RM35UB3N30 Same as RM35UB3N30
84873895_22.0 | Same as RM35UB3N30
84873895_23.0 | Same as RM35UB3N30 ¦ ,Generic immunity standard, Same as RM35UB3N30 ¦ IEC61000-4-2,Electrostatic discharge, Same as RM35UB3N30 ¦ IEC61000-4-3,Radiated RF & electromagnetic field, Same as RM35UB3N30 ¦ IEC61000-4-4,Fast transient / burst, Same as RM35UB3N30 ¦ IEC61000-4-5,Surge, Same as RM35UB3N30 ¦ IEC61000-4-6,Conducted RF disturbance, Same as RM35UB3N30 ¦ IEC61000-4-8,Power frequency magnetic field, Same as RM35UB3N30 ¦ IEC61000-4-11,Voltage dips, short interruption & variations on power line, Same as RM35UB3N30 ¦ IEC61000-4-18,1 MHz oscillation wave, Same as RM35UB3N30 ¦ IEC61000-4-29,DC voltage interruption, Same as RM35UB3N30 ¦ IEC61000-4-13,Low frequency harmonics, Same as RM35UB3N30 ¦ Germanisher Lloyd,Conducted low frequency interference (harmonics), Same as RM35UB3N30 ¦ ,Generic emission standard, Same as RM35UB3N30 ¦ EN55022 / CISPR22,Radiated RF & electromagnetic field (IT equiment), Same as RM35UB3N30 ¦ EN55011 / CISPR11,Radiated RF & electromagnetic field (Medical equiment), Same as RM35UB3N30 ¦ Germanisher Lloyd,Radiated emission from enclosure port, Same as RM35UB3N30 ¦ EN55022 / CISPR22,Conducted RF emission on power line (IT equiment), Same as RM35UB3N30 ¦ EN55011 / CISPR11,Conducted RF emission on power line (Medical equiment), Same as RM35UB3N30 ¦ Germanisher Lloyd,Conducted emission,
84873895_24.0 | Same as RM35UB3N30 ¦ ,Phase cut, Same as RM35UB3N30 ¦ ,Phase sequence, Same as RM35UB3N30 ¦ ,Over / undervoltage (symmetry windows mode), Same as RM35UB3N30 ¦ ,Over voltage, Same as RM35UB3N30 ¦ ,Undervoltage , Same as RM35UB3N30 ¦ ,Phase asymmetry, Same as RM35UB3N30 ¦ ,Disconnection of neutral, Same as RM35UB3N30 ¦ ,Voltage Regeneration, Same as RM35UB3N30 ¦ ,Extreme undervoltage (Phase loss), Same as RM35UB3N30 ¦ ,Extreme Overvoltage, Same as RM35UB3N30 ¦ ,Extreme Asymmetry,
84873895_25.0 | Same as RM35UB3N30 ¦ ,Rated frequency, Same as RM35UB3N30 ¦ ,Frequency operating range,
84873895_26.0 | Same as RM35UB3N30 ¦ ,Input nominal voltage selection,
84873895_27.0 | Same as RM35UB3N30 ¦ ,Input terminal,
84873895_28.0 | Same as RM35UB3N30 ¦ ,Internal input resistance,
84873895_29.0 | Same as RM35UB3N30 ¦ IEC60529,Terminal Block, Same as RM35UB3N30 ¦ IEC60529,Housing, Same as RM35UB3N30 ¦ IEC60529,Front Panel,
84873895_298.0 | Same as RM35UB3N30
84873895_3.0 | Same as RM35UB3N30 ¦ ,Width,
84873895_30.0 | Same as RM35UB3N30 Same as RM35UB3N30 ¦ ,Power supply availability, Same as RM35UB3N30 ¦ ,Power supply not availability, Same as RM35UB3N30 ¦ ,Timing in-progress, Same as RM35UB3N30 ¦ ,Output is energized, Same as RM35UB3N30 ¦ ,Output is de-energized, Same as RM35UB3N30 ¦ ,Range Setting Changes, Same as RM35UB3N30 ¦ ,Phase Cut, Same as RM35UB3N30 ¦ ,Phase Sequence Swap, Same as RM35UB3N30 ¦ ,Undervoltage <U, Same as RM35UB3N30 ¦ ,Overvoltage >U, Same as RM35UB3N30 ¦ ,Phase Asymmetry, Same as RM35UB3N30 ¦ ,Voltage Regeneration, Same as RM35UB3N30 ¦ ,Extreme Undervoltage <U (Phase loss), Same as RM35UB3N30 ¦ ,Extreme Overvoltage >U, Same as RM35UB3N30 ¦ ,Extreme Phase Asymmetry,
84873895_31.0 | UL, CSA, CE, China ROHS
84873895_32.0 | UL, CSA, CE, China ROHS
84873895_33.0 | Same as RM35UB3N30 ¦ IEC60068-2-30,Damp heat,XX
84873895_34.0 | Same as RM35UB3N30 ¦ ,through Un power reset, Same as RM35UB3N30 ¦ ,through front panel reset, Same as RM35UB3N30 ¦ ,through input control reset,
84873895_35.0 | Same as RM35UB3N30 ¦ ,on crossing the threshold, Same as RM35UB3N30 Same as RM35UB3N30 Same as RM35UB3N30 Same as RM35UB3N30
84873895_36.0 | Same as RM35UB3N30 ¦ IEC60068-3-3
84873895_37.0 | Same as RM35UB3N30 ¦ IEC60068-2-27
84873895_38.0 | Same as RM35UB3N30 Same as RM35UB3N30
84873895_39.0 | Same as RM35UB3N30
84873895_4.0 | Same as RM35UB3N30 ¦ IEC60255-27,Supply / Input 1, Same as RM35UB3N30 ¦ IEC60255-27,Supply / Input 2, Same as RM35UB3N30 ¦ IEC60255-27,Supply / Input 3, Same as RM35UB3N30 ¦ IEC60255-27,Supply / Output 1, Same as RM35UB3N30 ¦ IEC60255-27,Supply / Output 2, Same as RM35UB3N30 ¦ IEC60255-27,Output 1 / Output 2, Same as RM35UB3N30 ¦ IEC60255-27,Input 1 / Output 1, Same as RM35UB3N30 ¦ IEC60255-27,Input 1 / Output 2, Same as RM35UB3N30 ¦ IEC60255-27,Input 2 / Output 1, Same as RM35UB3N30 ¦ IEC60255-27,Input 2 / Output 2, Same as RM35UB3N30 ¦ IEC60255-27,Input 3 / Output 1, Same as RM35UB3N30 ¦ IEC60255-27,Input 3 / Output 2, Same as RM35UB3N30 ¦ IEC60255-27,Input 1 / Input 2, Same as RM35UB3N30 ¦ IEC60255-27,Input 2 / Input 3, Same as RM35UB3N30 ¦ IEC60255-27,Input 1 / Input 3,
84873895_40.0 | Same as RM35UB3N30 ¦ IEC60664-1
84873895_41.0 | Same as RM35UB3N30 ¦ IEC60947-5-1
84873895_42.0 | Same as RM35UB3N30 ¦ IEC60947-1,Tightening torque,
84873895_43.0 | Same as RM35UB3N30 ¦ IEC60068-2-6
84873895_44.0 | Same as RM35UB3N30 ¦ ,Setting accuracy,
84873895_45.0 | Same as RM35UB3N30
84873895_46.0 | Same as RM35UB3N30 ¦ ,Repeat accuracy (constant parameters),
84873895_47.0 | Same as RM35UB3N30
84873895_48.0 | Same as RM35UB3N30 ¦ ,MTTF, Same as RM35UB3N30 ¦ ,B10,
84873895_49.0 | Same as RM35UB3N30 ¦ IEC60947-5-1,Relay Output by external fuse, Same as RM35UB3N30 ¦ IEC62314,Solid State Output by external fuse,
84873895_5.0 | Same as RM35UB3N30
84873895_50.0 | Same as RM35UB3N30 ¦ ,In relation to normal vertical mounting plane,
84873895_51.0 | Same as RM35UB3N30 ¦ IEC/EN 60715,Without socket, Same as RM35UB3N30 ¦ IEC/EN 60715,With socket,
84873895_53.0 | Same as RM35UB3N30
84873895_54.0 | Same as RM35UB3N30
84873895_55.0 | Same as RM35UB3N30 ¦ IEC60664-1
84873895_58.0 | Same as RM35UB3N30 ¦ ,Maximum measuring cycles,
84873895_59.0 | Same as RM35UB3N30 ¦ ,Maximum switching voltage, Same as RM35UB3N30 ¦ ,Maximum switching current, Same as RM35UB3N30 ¦ ,Maximum switching capacity,
84873895_6.0 | Same as RM35UB3N30 ¦ IEC60947-4-1,AC-1, Same as RM35UB3N30 ¦ IEC60947-4-1,DC-1, Same as RM35UB3N30 ¦ IEC60947-5-1,AC-15, Same as RM35UB3N30 ¦ IEC60947-5-1,DC-13,
84873895_60.0 | Same as RM35UB3N30 ¦ IEC60947-5-4,Minimum switching voltage, Same as RM35UB3N30 ¦ IEC60947-5-4,Minimum switching current, Same as RM35UB3N30 ¦ IEC60947-5-4,Minimum switching capacity,
84873895_61.0 | Same as RM35UB3N30 ¦ ,Horizontal, Same as RM35UB3N30 ¦ ,Vertical,
84873895_62.0 | Same as RM35UB3N30
84873895_63.0 | Same as RM35UB3N30 ¦ ,R1 (11-12-14), Same as RM35UB3N30 ¦ ,R2 (21-22-24),
84873895_64.0 | Same as RM35UB3N30
84873895_65.0 | Same as RM35UB3N30
84873895_66.0 | Same as RM35UB3N30 ¦ ,permissible input overload,
84873895_67.0 | Same as RM35UB3N30
84873895_68.0 | Same as RM35UB3N30 ¦ ,"OFF" delay, Same as RM35UB3N30 ¦ ,"ON" delay, Same as RM35UB3N30 ¦ ,Inhibition,
84873895_69.0 | Same as RM35UB3N30 ¦ ,Phase cut, Same as RM35UB3N30 ¦ ,Phase sequence, Same as RM35UB3N30 ¦ ,Over / undervoltage (symmetry windows mode), Same as RM35UB3N30 ¦ ,Over voltage, Same as RM35UB3N30 ¦ ,Undervoltage , Same as RM35UB3N30 ¦ ,Phase asymmetry, Same as RM35UB3N30 ¦ ,Disconnection of neutral, Same as RM35UB3N30 ¦ ,Voltage Regeneration, Same as RM35UB3N30 ¦ ,Extreme undervoltage (Phase loss), Same as RM35UB3N30 ¦ ,Extreme Overvoltage, Same as RM35UB3N30 ¦ ,Extreme Asymmetry,
84873895_7.0 | Same as RM35UB3N30 ¦ IEC60664-1,Supply, Same as RM35UB3N30 ¦ IEC60664-1,Input 1, Same as RM35UB3N30 ¦ IEC60664-1,Input 2, Same as RM35UB3N30 ¦ IEC60664-1,Input 3, Same as RM35UB3N30 ¦ IEC60664-1,Output 1, Same as RM35UB3N30 ¦ IEC60664-1,Output 2, Same as RM35UB3N30 ¦ IEC60664-1,Supply / Input 1,Galvanic Same as RM35UB3N30 ¦ IEC60664-1,Supply / Input 2,Isolated Same as RM35UB3N30 ¦ IEC60664-1,Supply / Input 3,Circuit Same as RM35UB3N30 ¦ IEC60664-1,Supply / Output 1, Same as RM35UB3N30 ¦ IEC60664-1,Supply / Output 2, Same as RM35UB3N30 ¦ IEC60664-1,Output 1 / Output 2, Same as RM35UB3N30 ¦ IEC60664-1,Input 1 / Output 1, Same as RM35UB3N30 ¦ IEC60664-1,Input 1 / Output 2, Same as RM35UB3N30 ¦ IEC60664-1,Input 2 / Output 1, Same as RM35UB3N30 ¦ IEC60664-1,Input 2 / Output 2, Same as RM35UB3N30 ¦ IEC60664-1,Input 3 / Output 1, Same as RM35UB3N30 ¦ IEC60664-1,Input 3 / Output 2, Same as RM35UB3N30 ¦ IEC60664-1,Input 1 / Input 2, Same as RM35UB3N30 ¦ IEC60664-1,Input 2 / Input 3, Same as RM35UB3N30 ¦ IEC60664-1,Input 1 / Input 3,
84873895_70.0 | Same as RM35UB3N30 Same as RM35UB3N30
84873895_71.0 | Same as RM35UB3N30 ¦ ,Measurement error with supply voltage variation, Same as RM35UB3N30 ¦ ,Measurement error with temperature variation,
84873895_77.0 | Same as RM35UB3N30 ¦ IEC61810-1,Rated switching current,
84873895_78.0 | Same as RM35UB3N30 ¦ IEC61810-1,Rated switching voltage,
84873895_8.0 | Same as RM35UB3N30 ¦ IEC60664-1,Supply, Same as RM35UB3N30 ¦ IEC60664-1,Input 1, Same as RM35UB3N30 ¦ IEC60664-1,Input 2, Same as RM35UB3N30 ¦ IEC60664-1,Input 3, Same as RM35UB3N30 ¦ IEC60664-1,Output 1, Same as RM35UB3N30 ¦ IEC60664-1,Output 2, Same as RM35UB3N30 ¦ IEC60664-1,Supply / Input 1,Galvanic Same as RM35UB3N30 ¦ IEC60664-1,Supply / Input 2,Isolated Same as RM35UB3N30 ¦ IEC60664-1,Supply / Input 3,Circuit Same as RM35UB3N30 ¦ IEC60664-1,Supply / Output 1, Same as RM35UB3N30 ¦ IEC60664-1,Supply / Output 2, Same as RM35UB3N30 ¦ IEC60664-1,Output 1 / Output 2, Same as RM35UB3N30 ¦ IEC60664-1,Input 1 / Output 1, Same as RM35UB3N30 ¦ IEC60664-1,Input 1 / Output 2, Same as RM35UB3N30 ¦ IEC60664-1,Input 2 / Output 1, Same as RM35UB3N30 ¦ IEC60664-1,Input 2 / Output 2, Same as RM35UB3N30 ¦ IEC60664-1,Input 3 / Output 1, Same as RM35UB3N30 ¦ IEC60664-1,Input 3 / Output 2, Same as RM35UB3N30 ¦ IEC60664-1,Input 1 / Input 2, Same as RM35UB3N30 ¦ IEC60664-1,Input 2 / Input 3, Same as RM35UB3N30 ¦ IEC60664-1,Input 1 / Input 3,
84873895_81.0 | Same as RM35UB3N30 ¦ ,Phase lost , Same as RM35UB3N30 ¦ ,Phase sequence, Same as RM35UB3N30 ¦ ,Over / undervoltage (symmetry windows mode), Same as RM35UB3N30 ¦ ,Over voltage, Same as RM35UB3N30 ¦ ,Undervoltage , Same as RM35UB3N30 ¦ ,Phase asymmetry, Same as RM35UB3N30 ¦ ,Disconnection of neutral, Same as RM35UB3N30 ¦ ,Voltage Regeneration, Same as RM35UB3N30 ¦ ,Extreme undervoltage, Same as RM35UB3N30 ¦ ,Extreme overvoltage, Same as RM35UB3N30 ¦ ,Extreme asymmetry,
84873895_9.0 | Same as RM35UB3N30 ¦ IEC61810-1
84873895_92.0 | Same as RM35UB3N30 ¦ IEC62314,Only for solid state output,
84873895_93.0 | Same as RM35UB3N30 ¦ IEC62314,Only for solid state output,
84873895_94.0 | Same as RM35UB3N30 ¦ ,Measurement method,
84873895_95.0 | Same as RM35UB3N30 ¦ ,Phase lost , Same as RM35UB3N30 ¦ ,Phase sequence, Same as RM35UB3N30 ¦ ,Over / undervoltage (symmetry windows mode), Same as RM35UB3N30 ¦ ,Over voltage, Same as RM35UB3N30 ¦ ,Undervoltage , Same as RM35UB3N30 ¦ ,Phase asymmetry, Same as RM35UB3N30 ¦ ,Disconnection of neutral, Same as RM35UB3N30 ¦ ,Voltage Regeneration, Same as RM35UB3N30 ¦ ,Extreme undervoltage, Same as RM35UB3N30 ¦ ,Extreme Overvoltage, Same as RM35UB3N30 ¦ ,Extreme Asymmetry,
84873895_96.0 | Same as RM35UB3N30 ¦ ,"OFF" delay, Same as RM35UB3N30 ¦ ,"ON" delay, Same as RM35UB3N30 ¦ ,Inhibition,
84873896 | Same as RM17UB310 ¦ IEC60721-3-3,Climatic category, Same as RM17UB310 ¦ Germanisher Lloyd,Environmental category, Same as RM17UB310 ¦ IEC60947-5-1,Cyclic Damp Heat Test, Same as RM17UB310 ¦ ,Supply,Rated Same as RM17UB310 ¦ ,Input 1,Voltage Same as RM17UB310 ¦ ,Input 2,Spec Same as RM17UB310 ¦ ,Input 3, Same as RM17UB310 ¦ ,Output 1, Same as RM17UB310 ¦ ,Output 2, Same as RM17UB310 ¦ ,Measurement mode, Same as RM17UB310 Same as RM17UB310 Same as RM17UB310 Same as RM17UB310 Same as RM17UB310 ¦ ,MTTFd, Same as RM17UB310 ¦ ,B10d, Drawing / Diagram
84873896_1.0 | Same as RM17UB310 ¦ ,Depth,
84873896_10.0 | Same as RM17UB310
84873896_11.0 | Same as RM17UB310 Same as RM17UB310
84873896_12.0 | Same as RM17UB310 ¦ ,Operation,
84873896_13.0 | Same as RM17UB310 ¦ ,Storage,
84873896_14.0 | Same as RM17UB310 ¦ IEC60068-2-29
84873896_15.0 | Same as RM17UB310 ¦ ,Cable stripping length,
84873896_16.0 | Same as RM17UB310 ¦ ,Supply,Terminal Same as RM17UB310 ¦ ,Input 1, Same as RM17UB310 ¦ ,Input 2, Same as RM17UB310 ¦ ,Input 3, Same as RM17UB310 ¦ ,Output 1, Same as RM17UB310 ¦ ,Output 2,
84873896_17.0 | Same as RM17UB310 ¦ IEC60947-1,Solid cable without cable end (screw terminal), Same as RM17UB310 ¦ IEC60947-1,Flexible cable with cable end (screw terminal), Same as RM17UB310 ¦ IEC60947-1,Solid cable (spring terminal), Same as RM17UB310 ¦ IEC60947-1,Flexible cable (spring terminal),
84873896_18.0 | Same as RM17UB310
84873896_19.0 | Same as RM17UB310
84873896_2.0 | Same as RM17UB310 ¦ ,Height,
84873896_20.0 | Same as RM17UB310 ¦ IEC60255-27,Supply / Input 1, Same as RM17UB310 ¦ IEC60255-27,Supply / Input 2, Same as RM17UB310 ¦ IEC60255-27,Supply / Input 3, Same as RM17UB310 ¦ IEC60255-27,Supply / Output 1, Same as RM17UB310 ¦ IEC60255-27,Supply / Output 2, Same as RM17UB310 ¦ IEC60255-27,Output 1 / Output 2, Same as RM17UB310 ¦ IEC60255-27,Input 1 / Output 1, Same as RM17UB310 ¦ IEC60255-27,Input 1 / Output 2, Same as RM17UB310 ¦ IEC60255-27,Input 2 / Output 1, Same as RM17UB310 ¦ IEC60255-27,Input 2 / Output 2, Same as RM17UB310 ¦ IEC60255-27,Input 3 / Output 1, Same as RM17UB310 ¦ IEC60255-27,Input 3 / Output 2, Same as RM17UB310 ¦ IEC60255-27,Input 1 / Input 2, Same as RM17UB310 ¦ IEC60255-27,Input 2 / Input 3, Same as RM17UB310 ¦ IEC60255-27,Input 1 / Input 3,
84873896_21.0 | Same as RM17UB310 Same as RM17UB310 Same as RM17UB310 Same as RM17UB310
84873896_22.0 | Same as RM17UB310
84873896_23.0 | Same as RM17UB310 ¦ ,Generic immunity standard, Same as RM17UB310 ¦ IEC61000-4-2,Electrostatic discharge, Same as RM17UB310 ¦ IEC61000-4-3,Radiated RF & electromagnetic field, Same as RM17UB310 ¦ IEC61000-4-4,Fast transient / burst, Same as RM17UB310 ¦ IEC61000-4-5,Surge, Same as RM17UB310 ¦ IEC61000-4-6,Conducted RF disturbance, Same as RM17UB310 ¦ IEC61000-4-8,Power frequency magnetic field, Same as RM17UB310 ¦ IEC61000-4-11,Voltage dips, short interruption & variations on power line, Same as RM17UB310 ¦ IEC61000-4-18,1 MHz oscillation wave, Same as RM17UB310 ¦ IEC61000-4-29,DC voltage interruption, Same as RM17UB310 ¦ IEC61000-4-13,Low frequency harmonics, Same as RM17UB310 ¦ Germanisher Lloyd,Conducted low frequency interference (harmonics), Same as RM17UB310 ¦ ,Generic emission standard, Same as RM17UB310 ¦ EN55022 / CISPR22,Radiated RF & electromagnetic field (IT equiment), Same as RM17UB310 ¦ EN55011 / CISPR11,Radiated RF & electromagnetic field (Medical equiment), Same as RM17UB310 ¦ Germanisher Lloyd,Radiated emission from enclosure port, Same as RM17UB310 ¦ EN55022 / CISPR22,Conducted RF emission on power line (IT equiment), Same as RM17UB310 ¦ EN55011 / CISPR11,Conducted RF emission on power line (Medical equiment), Same as RM17UB310 ¦ Germanisher Lloyd,Conducted emission,
84873896_24.0 | Same as RM17UB310 ¦ ,Phase cut, Same as RM17UB310 ¦ ,Phase sequence, Same as RM17UB310 ¦ ,Over / undervoltage (symmetry windows mode), Same as RM17UB310 ¦ ,Over voltage, Same as RM17UB310 ¦ ,Undervoltage , Same as RM17UB310 ¦ ,Phase asymmetry, Same as RM17UB310 ¦ ,Disconnection of neutral, Same as RM17UB310 ¦ ,Voltage Regeneration, Same as RM17UB310 ¦ ,Extreme undervoltage (Phase loss), Same as RM17UB310 ¦ ,Extreme Overvoltage, Same as RM17UB310 ¦ ,Extreme Asymmetry,
84873896_25.0 | Same as RM17UB310 ¦ ,Rated frequency, Same as RM17UB310 ¦ ,Frequency operating range,
84873896_26.0 | Same as RM17UB310 ¦ ,Input nominal voltage selection,
84873896_27.0 | Same as RM17UB310 ¦ ,Input terminal,
84873896_28.0 | Same as RM17UB310 ¦ ,Internal input resistance,
84873896_29.0 | Same as RM17UB310 ¦ IEC60529,Terminal Block, Same as RM17UB310 ¦ IEC60529,Housing, Same as RM17UB310 ¦ IEC60529,Front Panel,
84873896_298.0 | Same as RM17UB310
84873896_3.0 | Same as RM17UB310 ¦ ,Width,
84873896_30.0 | Same as RM17UB310 Same as RM17UB310 ¦ ,Power supply availability, Same as RM17UB310 ¦ ,Power supply not availability, Same as RM17UB310 ¦ ,Timing in-progress, Same as RM17UB310 ¦ ,Output is energized, Same as RM17UB310 ¦ ,Output is de-energized, Same as RM17UB310 ¦ ,Range Setting Changes, Same as RM17UB310 ¦ ,Phase Cut, Same as RM17UB310 ¦ ,Phase Sequence Swap, Same as RM17UB310 ¦ ,Undervoltage <U, Same as RM17UB310 ¦ ,Overvoltage >U, Same as RM17UB310 ¦ ,Phase Asymmetry, Same as RM17UB310 ¦ ,Voltage Regeneration, Same as RM17UB310 ¦ ,Extreme Undervoltage <U (Phase loss), Same as RM17UB310 ¦ ,Extreme Overvoltage >U, Same as RM17UB310 ¦ ,Extreme Phase Asymmetry,
84873896_31.0 | UL, CSA, CE, China ROHS
84873896_32.0 | UL, CSA, CE, China ROHS
84873896_33.0 | Same as RM17UB310 ¦ IEC60068-2-30,Damp heat,XX
84873896_34.0 | Same as RM17UB310 ¦ ,through Un power reset, Same as RM17UB310 ¦ ,through front panel reset, Same as RM17UB310 ¦ ,through input control reset,
84873896_35.0 | Same as RM17UB310 ¦ ,on crossing the threshold, Same as RM17UB310 Same as RM17UB310 Same as RM17UB310 Same as RM17UB310
84873896_36.0 | Same as RM17UB310 ¦ IEC60068-3-3
84873896_37.0 | Same as RM17UB310 ¦ IEC60068-2-27
84873896_38.0 | Same as RM17UB310 Same as RM17UB310
84873896_39.0 | Same as RM17UB310
84873896_4.0 | Same as RM17UB310 ¦ IEC60255-27,Supply / Input 1, Same as RM17UB310 ¦ IEC60255-27,Supply / Input 2, Same as RM17UB310 ¦ IEC60255-27,Supply / Input 3, Same as RM17UB310 ¦ IEC60255-27,Supply / Output 1, Same as RM17UB310 ¦ IEC60255-27,Supply / Output 2, Same as RM17UB310 ¦ IEC60255-27,Output 1 / Output 2, Same as RM17UB310 ¦ IEC60255-27,Input 1 / Output 1, Same as RM17UB310 ¦ IEC60255-27,Input 1 / Output 2, Same as RM17UB310 ¦ IEC60255-27,Input 2 / Output 1, Same as RM17UB310 ¦ IEC60255-27,Input 2 / Output 2, Same as RM17UB310 ¦ IEC60255-27,Input 3 / Output 1, Same as RM17UB310 ¦ IEC60255-27,Input 3 / Output 2, Same as RM17UB310 ¦ IEC60255-27,Input 1 / Input 2, Same as RM17UB310 ¦ IEC60255-27,Input 2 / Input 3, Same as RM17UB310 ¦ IEC60255-27,Input 1 / Input 3,
84873896_40.0 | Same as RM17UB310 ¦ IEC60664-1
84873896_41.0 | Same as RM17UB310 ¦ IEC60947-5-1
84873896_42.0 | Same as RM17UB310 ¦ IEC60947-1,Tightening torque,
84873896_43.0 | Same as RM17UB310 ¦ IEC60068-2-6
84873896_44.0 | Same as RM17UB310 ¦ ,Setting accuracy,
84873896_45.0 | Same as RM17UB310
84873896_46.0 | Same as RM17UB310 ¦ ,Repeat accuracy (constant parameters),
84873896_47.0 | Same as RM17UB310
84873896_48.0 | Same as RM17UB310 ¦ ,MTTF, Same as RM17UB310 ¦ ,B10,
84873896_49.0 | Same as RM17UB310 ¦ IEC60947-5-1,Relay Output by external fuse, Same as RM17UB310 ¦ IEC62314,Solid State Output by external fuse,
84873896_5.0 | Same as RM17UB310
84873896_50.0 | Same as RM17UB310 ¦ ,In relation to normal vertical mounting plane,
84873896_51.0 | Same as RM17UB310 ¦ IEC/EN 60715,Without socket, Same as RM17UB310 ¦ IEC/EN 60715,With socket,
84873896_53.0 | Same as RM17UB310
84873896_54.0 | Same as RM17UB310
84873896_55.0 | Same as RM17UB310 ¦ IEC60664-1
84873896_58.0 | Same as RM17UB310 ¦ ,Maximum measuring cycles,
84873896_59.0 | Same as RM17UB310 ¦ ,Maximum switching voltage, Same as RM17UB310 ¦ ,Maximum switching current, Same as RM17UB310 ¦ ,Maximum switching capacity,
84873896_6.0 | Same as RM17UB310 ¦ IEC60947-4-1,AC-1, Same as RM17UB310 ¦ IEC60947-4-1,DC-1, Same as RM17UB310 ¦ IEC60947-5-1,AC-15, Same as RM17UB310 ¦ IEC60947-5-1,DC-13,
84873896_60.0 | Same as RM17UB310 ¦ IEC60947-5-4,Minimum switching voltage, Same as RM17UB310 ¦ IEC60947-5-4,Minimum switching current, Same as RM17UB310 ¦ IEC60947-5-4,Minimum switching capacity,
84873896_61.0 | Same as RM17UB310 ¦ ,Horizontal, Same as RM17UB310 ¦ ,Vertical,
84873896_62.0 | Same as RM17UB310
84873896_63.0 | Same as RM17UB310 ¦ ,R1 (11-12-14), Same as RM17UB310 ¦ ,R2 (21-22-24),
84873896_64.0 | Same as RM17UB310
84873896_65.0 | Same as RM17UB310
84873896_66.0 | Same as RM17UB310 ¦ ,permissible input overload,
84873896_67.0 | Same as RM17UB310
84873896_68.0 | Same as RM17UB310 ¦ ,"OFF" delay, Same as RM17UB310 ¦ ,"ON" delay, Same as RM17UB310 ¦ ,Inhibition,
84873896_69.0 | Same as RM17UB310 ¦ ,Phase cut, Same as RM17UB310 ¦ ,Phase sequence, Same as RM17UB310 ¦ ,Over / undervoltage (symmetry windows mode), Same as RM17UB310 ¦ ,Over voltage, Same as RM17UB310 ¦ ,Undervoltage , Same as RM17UB310 ¦ ,Phase asymmetry, Same as RM17UB310 ¦ ,Disconnection of neutral, Same as RM17UB310 ¦ ,Voltage Regeneration, Same as RM17UB310 ¦ ,Extreme undervoltage (Phase loss), Same as RM17UB310 ¦ ,Extreme Overvoltage, Same as RM17UB310 ¦ ,Extreme Asymmetry,
84873896_7.0 | Same as RM17UB310 ¦ IEC60664-1,Supply, Same as RM17UB310 ¦ IEC60664-1,Input 1, Same as RM17UB310 ¦ IEC60664-1,Input 2, Same as RM17UB310 ¦ IEC60664-1,Input 3, Same as RM17UB310 ¦ IEC60664-1,Output 1, Same as RM17UB310 ¦ IEC60664-1,Output 2, Same as RM17UB310 ¦ IEC60664-1,Supply / Input 1,Galvanic Same as RM17UB310 ¦ IEC60664-1,Supply / Input 2,Isolated Same as RM17UB310 ¦ IEC60664-1,Supply / Input 3,Circuit Same as RM17UB310 ¦ IEC60664-1,Supply / Output 1, Same as RM17UB310 ¦ IEC60664-1,Supply / Output 2, Same as RM17UB310 ¦ IEC60664-1,Output 1 / Output 2, Same as RM17UB310 ¦ IEC60664-1,Input 1 / Output 1, Same as RM17UB310 ¦ IEC60664-1,Input 1 / Output 2, Same as RM17UB310 ¦ IEC60664-1,Input 2 / Output 1, Same as RM17UB310 ¦ IEC60664-1,Input 2 / Output 2, Same as RM17UB310 ¦ IEC60664-1,Input 3 / Output 1, Same as RM17UB310 ¦ IEC60664-1,Input 3 / Output 2, Same as RM17UB310 ¦ IEC60664-1,Input 1 / Input 2, Same as RM17UB310 ¦ IEC60664-1,Input 2 / Input 3, Same as RM17UB310 ¦ IEC60664-1,Input 1 / Input 3,
84873896_70.0 | Same as RM17UB310 Same as RM17UB310
84873896_71.0 | Same as RM17UB310 ¦ ,Measurement error with supply voltage variation, Same as RM17UB310 ¦ ,Measurement error with temperature variation,
84873896_77.0 | Same as RM17UB310 ¦ IEC61810-1,Rated switching current,
84873896_78.0 | Same as RM17UB310 ¦ IEC61810-1,Rated switching voltage,
84873896_8.0 | Same as RM17UB310 ¦ IEC60664-1,Supply, Same as RM17UB310 ¦ IEC60664-1,Input 1, Same as RM17UB310 ¦ IEC60664-1,Input 2, Same as RM17UB310 ¦ IEC60664-1,Input 3, Same as RM17UB310 ¦ IEC60664-1,Output 1, Same as RM17UB310 ¦ IEC60664-1,Output 2, Same as RM17UB310 ¦ IEC60664-1,Supply / Input 1,Galvanic Same as RM17UB310 ¦ IEC60664-1,Supply / Input 2,Isolated Same as RM17UB310 ¦ IEC60664-1,Supply / Input 3,Circuit Same as RM17UB310 ¦ IEC60664-1,Supply / Output 1, Same as RM17UB310 ¦ IEC60664-1,Supply / Output 2, Same as RM17UB310 ¦ IEC60664-1,Output 1 / Output 2, Same as RM17UB310 ¦ IEC60664-1,Input 1 / Output 1, Same as RM17UB310 ¦ IEC60664-1,Input 1 / Output 2, Same as RM17UB310 ¦ IEC60664-1,Input 2 / Output 1, Same as RM17UB310 ¦ IEC60664-1,Input 2 / Output 2, Same as RM17UB310 ¦ IEC60664-1,Input 3 / Output 1, Same as RM17UB310 ¦ IEC60664-1,Input 3 / Output 2, Same as RM17UB310 ¦ IEC60664-1,Input 1 / Input 2, Same as RM17UB310 ¦ IEC60664-1,Input 2 / Input 3, Same as RM17UB310 ¦ IEC60664-1,Input 1 / Input 3,
84873896_81.0 | Same as RM17UB310 ¦ ,Phase lost , Same as RM17UB310 ¦ ,Phase sequence, Same as RM17UB310 ¦ ,Over / undervoltage (symmetry windows mode), Same as RM17UB310 ¦ ,Over voltage, Same as RM17UB310 ¦ ,Undervoltage , Same as RM17UB310 ¦ ,Phase asymmetry, Same as RM17UB310 ¦ ,Disconnection of neutral, Same as RM17UB310 ¦ ,Voltage Regeneration, Same as RM17UB310 ¦ ,Extreme undervoltage, Same as RM17UB310 ¦ ,Extreme overvoltage, Same as RM17UB310 ¦ ,Extreme asymmetry,
84873896_9.0 | Same as RM17UB310 ¦ IEC61810-1
84873896_92.0 | Same as RM17UB310 ¦ IEC62314,Only for solid state output,
84873896_93.0 | Same as RM17UB310 ¦ IEC62314,Only for solid state output,
84873896_94.0 | Same as RM17UB310 ¦ ,Measurement method,
84873896_95.0 | Same as RM17UB310 ¦ ,Phase lost , Same as RM17UB310 ¦ ,Phase sequence, Same as RM17UB310 ¦ ,Over / undervoltage (symmetry windows mode), Same as RM17UB310 ¦ ,Over voltage, Same as RM17UB310 ¦ ,Undervoltage , Same as RM17UB310 ¦ ,Phase asymmetry, Same as RM17UB310 ¦ ,Disconnection of neutral, Same as RM17UB310 ¦ ,Voltage Regeneration, Same as RM17UB310 ¦ ,Extreme undervoltage, Same as RM17UB310 ¦ ,Extreme Overvoltage, Same as RM17UB310 ¦ ,Extreme Asymmetry,
84873896_96.0 | Same as RM17UB310 ¦ ,"OFF" delay, Same as RM17UB310 ¦ ,"ON" delay, Same as RM17UB310 ¦ ,Inhibition,
848792299 | Not specified ¦ IEC60721-3-3,Climatic category, Germanisher Lloyd,Environmental category, IEC60947-5-1,Cyclic Damp Heat Test, Supply,Rated Input 1,Voltage Input 2,Spec Input 3, Output 1, Output 2, Measurement mode, MTTFd, B10d,
848792299_1.0 | Depth,
848792299_10.0 | =< 200
848792299_11.0 | ~ 3 x 230…3 x 440 Not specified
848792299_12.0 | Not specified ¦ ,Operation,
848792299_13.0 | -30…+70 ¦ ,Storage,
848792299_14.0 | IEC60068-2-29
848792299_15.0 | Cable stripping length,
848792299_16.0 | Supply,Terminal Input 1, Input 2, Input 3, Output 1, Output 2,
848792299_17.0 | 1 conductor: 4 (AWG11) 2 conductor:2.5 (AWG14) ¦ IEC60947-1,Solid cable without cable end (screw terminal), 2 conductor: 1.5 (AWG16) ¦ IEC60947-1,Flexible cable with cable end (screw terminal), - ¦ IEC60947-1,Solid cable (spring terminal), - ¦ IEC60947-1,Flexible cable (spring terminal),
848792299_18.0 | Cadmium free
848792299_19.0
848792299_2.0 | Height,
848792299_20.0 | IEC60255-27,Supply / Input 1, IEC60255-27,Supply / Input 2, IEC60255-27,Supply / Input 3, IEC60255-27,Supply / Output 1, IEC60255-27,Supply / Output 2, IEC60255-27,Output 1 / Output 2, IEC60255-27,Input 1 / Output 1, IEC60255-27,Input 1 / Output 2, IEC60255-27,Input 2 / Output 1, IEC60255-27,Input 2 / Output 2, IEC60255-27,Input 3 / Output 1, IEC60255-27,Input 3 / Output 2, IEC60255-27,Input 1 / Input 2, IEC60255-27,Input 2 / Input 3, IEC60255-27,Input 1 / Input 3,
848792299_21.0 | Not specified Not specified Not specified Not specified
848792299_22.0
848792299_23.0 | Not specified ¦ ,Generic immunity standard, Not specified ¦ IEC61000-4-2,Electrostatic discharge, Not specified ¦ IEC61000-4-3,Radiated RF & electromagnetic field, Not specified ¦ IEC61000-4-4,Fast transient / burst, Not specified ¦ IEC61000-4-5,Surge, Not specified ¦ IEC61000-4-6,Conducted RF disturbance, IEC61000-4-8,Power frequency magnetic field, Not specified ¦ IEC61000-4-11,Voltage dips, short interruption & variations on power line, IEC61000-4-18,1 MHz oscillation wave, IEC61000-4-29,DC voltage interruption, Not specified ¦ IEC61000-4-13,Low frequency harmonics, Not specified ¦ Germanisher Lloyd,Conducted low frequency interference (harmonics), Not specified ¦ ,Generic emission standard, Not specified ¦ EN55022 / CISPR22,Radiated RF & electromagnetic field (IT equiment), Not specified ¦ EN55011 / CISPR11,Radiated RF & electromagnetic field (Medical equiment), Not specified ¦ Germanisher Lloyd,Radiated emission from enclosure port, Not specified ¦ EN55022 / CISPR22,Conducted RF emission on power line (IT equiment), Not specified ¦ EN55011 / CISPR11,Conducted RF emission on power line (Medical equiment), Not specified ¦ Germanisher Lloyd,Conducted emission,
848792299_24.0 | Not specified ¦ ,Phase cut, Not specified ¦ ,Phase sequence, - ¦ ,Over / undervoltage (symmetry windows mode), - ¦ ,Over voltage, - ¦ ,Undervoltage , - ¦ ,Phase asymmetry, Disconnection of neutral, Voltage Regeneration, Extreme undervoltage (Phase loss), Extreme Overvoltage, Extreme Asymmetry,
848792299_25.0 | 50 / 60 ¦ ,Rated frequency, 49…61 ¦ ,Frequency operating range,
848792299_26.0 | Fixed @ ~ 3 x 230…3 x 440 ¦ ,Input nominal voltage selection,
848792299_27.0 | L1-L2-L3 ¦ ,Input terminal,
848792299_28.0 | Not specified ¦ ,Internal input resistance,
848792299_29.0 | IP20 ¦ IEC60529,Terminal Block, IP40 ¦ IEC60529,Housing, Not specified ¦ IEC60529,Front Panel,
848792299_298.0 | 110
848792299_3.0 | 22.5 x 78.5 x 100 ¦ ,Width,
848792299_30.0 | Power supply availability, Power supply not availability, Timing in-progress, Output is energized, Output is de-energized, Range Setting Changes, Phase Cut, Phase Sequence Swap, Undervoltage <U, Overvoltage >U, Phase Asymmetry, Voltage Regeneration, Extreme Undervoltage <U (Phase loss), Extreme Overvoltage >U, Extreme Phase Asymmetry,
848792299_31.0 | cULus, CE
848792299_32.0 | cULus, CE
848792299_33.0 | Not specified ¦ IEC60068-2-30,Damp heat,XX
848792299_34.0 | - ¦ ,through Un power reset, through front panel reset, through input control reset,
848792299_35.0 | =< 300 ¦ ,on crossing the threshold,
848792299_36.0 | IEC60068-3-3
848792299_37.0 | Not specified ¦ IEC60068-2-27
848792299_38.0 | 50 / 60 49…61
848792299_39.0 | Not specified
848792299_4.0 | IEC60255-27,Supply / Input 1, IEC60255-27,Supply / Input 2, IEC60255-27,Supply / Input 3, IEC60255-27,Supply / Output 1, IEC60255-27,Supply / Output 2, IEC60255-27,Output 1 / Output 2, IEC60255-27,Input 1 / Output 1, IEC60255-27,Input 1 / Output 2, IEC60255-27,Input 2 / Output 1, IEC60255-27,Input 2 / Output 2, IEC60255-27,Input 3 / Output 1, IEC60255-27,Input 3 / Output 2, IEC60255-27,Input 1 / Input 2, IEC60255-27,Input 2 / Input 3, IEC60255-27,Input 1 / Input 3,
848792299_40.0 | IEC60664-1
848792299_41.0 | IEC60947-5-1
848792299_42.0 | Max 1 ¦ IEC60947-1,Tightening torque,
848792299_43.0 | Not specified ¦ IEC60068-2-6
848792299_44.0 | - ¦ ,Setting accuracy,
848792299_45.0 | -
848792299_46.0 | Not specified ¦ ,Repeat accuracy (constant parameters),
848792299_47.0 | -
848792299_48.0 | MTTF, B10,
848792299_49.0 | IEC60947-5-1,Relay Output by external fuse, IEC62314,Solid State Output by external fuse,
848792299_5.0 | Not specified
848792299_50.0 | In relation to normal vertical mounting plane,
848792299_51.0 | IEC/EN 60715,Without socket, - ¦ IEC/EN 60715,With socket,
848792299_53.0 | 2014-11-12 00:00:00
848792299_54.0 | 1 x C/O relay contacts
848792299_55.0 | IEC60664-1
848792299_58.0 | Not specified ¦ ,Maximum measuring cycles,
848792299_59.0 | ~ 250 ¦ ,Maximum switching voltage, 8 ¦ ,Maximum switching current, 2000 ¦ ,Maximum switching capacity,
848792299_6.0 | Not specified ¦ IEC60947-4-1,AC-1, IEC60947-4-1,DC-1, IEC60947-5-1,AC-15, IEC60947-5-1,DC-13,
848792299_60.0 | 5 ¦ IEC60947-5-4,Minimum switching voltage, 10 ¦ IEC60947-5-4,Minimum switching current, 50 ¦ IEC60947-5-4,Minimum switching capacity,
848792299_61.0 | Not specified ¦ ,Horizontal, Not specified ¦ ,Vertical,
848792299_62.0
848792299_63.0 | Energized on fault-free ¦ ,R1 (11-12-14), R2 (21-22-24),
848792299_64.0
848792299_65.0
848792299_66.0 | Not specified ¦ ,permissible input overload,
848792299_67.0 | 25
848792299_68.0 | - ¦ ,"OFF" delay, - ¦ ,"ON" delay, - ¦ ,Inhibition,
848792299_69.0 | Not specified ¦ ,Phase cut, Not specified ¦ ,Phase sequence, - ¦ ,Over / undervoltage (symmetry windows mode), - ¦ ,Over voltage, - ¦ ,Undervoltage , - ¦ ,Phase asymmetry, Disconnection of neutral, Voltage Regeneration, Extreme undervoltage (Phase loss), Extreme Overvoltage, Extreme Asymmetry,
848792299_7.0 | IEC60664-1,Supply, IEC60664-1,Input 1, IEC60664-1,Input 2, IEC60664-1,Input 3, IEC60664-1,Output 1, IEC60664-1,Output 2, IEC60664-1,Supply / Input 1,Galvanic IEC60664-1,Supply / Input 2,Isolated IEC60664-1,Supply / Input 3,Circuit IEC60664-1,Supply / Output 1, IEC60664-1,Supply / Output 2, IEC60664-1,Output 1 / Output 2, IEC60664-1,Input 1 / Output 1, IEC60664-1,Input 1 / Output 2, IEC60664-1,Input 2 / Output 1, IEC60664-1,Input 2 / Output 2, IEC60664-1,Input 3 / Output 1, IEC60664-1,Input 3 / Output 2, IEC60664-1,Input 1 / Input 2, IEC60664-1,Input 2 / Input 3, IEC60664-1,Input 1 / Input 3,
848792299_70.0 | - -
848792299_71.0 | Not specified ¦ ,Measurement error with supply voltage variation, Not specified ¦ ,Measurement error with temperature variation,
848792299_77.0 | IEC61810-1,Rated switching current,
848792299_78.0 | IEC61810-1,Rated switching voltage,
848792299_8.0 | IEC60664-1,Supply, IEC60664-1,Input 1, IEC60664-1,Input 2, IEC60664-1,Input 3, IEC60664-1,Output 1, IEC60664-1,Output 2, IEC60664-1,Supply / Input 1,Galvanic IEC60664-1,Supply / Input 2,Isolated IEC60664-1,Supply / Input 3,Circuit IEC60664-1,Supply / Output 1, IEC60664-1,Supply / Output 2, IEC60664-1,Output 1 / Output 2, IEC60664-1,Input 1 / Output 1, IEC60664-1,Input 1 / Output 2, IEC60664-1,Input 2 / Output 1, IEC60664-1,Input 2 / Output 2, IEC60664-1,Input 3 / Output 1, IEC60664-1,Input 3 / Output 2, IEC60664-1,Input 1 / Input 2, IEC60664-1,Input 2 / Input 3, IEC60664-1,Input 1 / Input 3,
848792299_81.0 | · ¦ ,Phase lost , · ¦ ,Phase sequence, - ¦ ,Over / undervoltage (symmetry windows mode), - ¦ ,Over voltage, - ¦ ,Undervoltage , - ¦ ,Phase asymmetry, - ¦ ,Disconnection of neutral, - ¦ ,Voltage Regeneration, Extreme undervoltage, Extreme overvoltage, Extreme asymmetry,
848792299_9.0 | 20 x 106 switching cycles ¦ IEC61810-1
848792299_92.0 | IEC62314,Only for solid state output,
848792299_93.0 | IEC62314,Only for solid state output,
848792299_94.0 | Not specified ¦ ,Measurement method,
848792299_95.0 | Not specified ¦ ,Phase lost , Not specified ¦ ,Phase sequence, - ¦ ,Over / undervoltage (symmetry windows mode), - ¦ ,Over voltage, - ¦ ,Undervoltage , - ¦ ,Phase asymmetry, Disconnection of neutral, Voltage Regeneration, Extreme undervoltage, Extreme Overvoltage, Extreme Asymmetry,
848792299_96.0 | - ¦ ,"OFF" delay, - ¦ ,"ON" delay, - ¦ ,Inhibition,
84893852 (Autelec Distribution) | Not specified ¦ IEC60721-3-3,Climatic category, Germanisher Lloyd,Environmental category, IEC60947-5-1,Cyclic Damp Heat Test, Not specified ¦ ,Supply,Rated Not specified ¦ ,Input 1,Voltage Input 2,Spec Input 3, Output 1, Output 2, - ¦ ,Over / undercurrent (windows mode), - ¦ ,Over current, · ¦ ,Under current, Fix 0.7A Not specified ¦ ,E1-M / B1-C, Not specified ¦ ,E2-M / B2-C, Not specified ¦ ,E3-M / B3-C, A1+ / A2-, Not specified ¦ ,Built in current transformer, Not specified ¦ ,E1-M / B1-C, Max 12A ¦ ,E2-M / B2-C, Not specified ¦ ,E3-M / B3-C, A1+ / A2-, Not specified ¦ ,Built in current transformer, Not specified ¦ ,E1-M / B1-C, Not specified ¦ ,E2-M / B2-C, Not specified ¦ ,E3-M / B3-C, A1+ / A2-, Not specified ¦ ,Built in current transformer, Not specified ¦ ,E1-M / B1-C, Not specified ¦ ,E2-M / B2-C, Not specified ¦ ,E3-M / B3-C, A1+ / A2-, Not specified ¦ ,Built in current transformer, Not specified Not specified Not specified Not specified Not specified Not specified Not specified Not specified Not specified Not specified MTTFd, B10d,
84893852 (Autelec Distribution)_1.0 | Depth,
84893852 (Autelec Distribution)_10.0 | Not specified
84893852 (Autelec Distribution)_11.0 | ~ 24…240 Not specified
84893852 (Autelec Distribution)_12.0 | Not specified ¦ ,Operation,
84893852 (Autelec Distribution)_13.0 | Not specified ¦ ,Storage,
84893852 (Autelec Distribution)_14.0 | IEC60068-2-29
84893852 (Autelec Distribution)_15.0 | Not specified ¦ ,Cable stripping length,
84893852 (Autelec Distribution)_16.0 | Supply,Terminal Input 1, Input 2, Input 3, Output 1, Not specified ¦ ,Output 2,
84893852 (Autelec Distribution)_17.0 | Not specified ¦ IEC60947-1,Solid cable without cable end (screw terminal), Not specified ¦ IEC60947-1,Flexible cable with cable end (screw terminal), - ¦ IEC60947-1,Solid cable (spring terminal), - ¦ IEC60947-1,Flexible cable (spring terminal),
84893852 (Autelec Distribution)_18.0 | Not specified
84893852 (Autelec Distribution)_19.0
84893852 (Autelec Distribution)_2.0 | Height,
84893852 (Autelec Distribution)_20.0 | Not specified ¦ IEC60255-27,Supply / Input 1, Not specified ¦ IEC60255-27,Supply / Input 2, Not specified ¦ IEC60255-27,Supply / Input 3, IEC60255-27,Supply / Output 1, IEC60255-27,Supply / Output 2, IEC60255-27,Output 1 / Output 2, IEC60255-27,Input 1 / Output 1, IEC60255-27,Input 1 / Output 2, IEC60255-27,Input 2 / Output 1, IEC60255-27,Input 2 / Output 2, IEC60255-27,Input 3 / Output 1, IEC60255-27,Input 3 / Output 2, IEC60255-27,Input 1 / Input 2, IEC60255-27,Input 2 / Input 3, IEC60255-27,Input 1 / Input 3,
84893852 (Autelec Distribution)_21.0 | Not specified Not specified Not specified Not specified
84893852 (Autelec Distribution)_22.0 | Not specified
84893852 (Autelec Distribution)_23.0 | Not specified ¦ ,Generic immunity standard, Not specified ¦ IEC61000-4-2,Electrostatic discharge, Not specified ¦ IEC61000-4-3,Radiated RF & electromagnetic field, Not specified ¦ IEC61000-4-4,Fast transient / burst, Not specified ¦ IEC61000-4-5,Surge, Not specified ¦ IEC61000-4-6,Conducted RF disturbance, IEC61000-4-8,Power frequency magnetic field, Not specified ¦ IEC61000-4-11,Voltage dips, short interruption & variations on power line, IEC61000-4-18,1 MHz oscillation wave, IEC61000-4-29,DC voltage interruption, Not specified ¦ IEC61000-4-13,Low frequency harmonics, Not specified ¦ Germanisher Lloyd,Conducted low frequency interference (harmonics), Not specified ¦ ,Generic emission standard, Not specified ¦ EN55022 / CISPR22,Radiated RF & electromagnetic field (IT equiment), Not specified ¦ EN55011 / CISPR11,Radiated RF & electromagnetic field (Medical equiment), Not specified ¦ Germanisher Lloyd,Radiated emission from enclosure port, Not specified ¦ EN55022 / CISPR22,Conducted RF emission on power line (IT equiment), Not specified ¦ EN55011 / CISPR11,Conducted RF emission on power line (Medical equiment), Not specified ¦ Germanisher Lloyd,Conducted emission,
84893852 (Autelec Distribution)_29.0 | Not specified ¦ IEC60529,Terminal Block, Not specified ¦ IEC60529,Housing, IEC60529,Front Panel,
84893852 (Autelec Distribution)_298.0 | Not specified
84893852 (Autelec Distribution)_3.0 | 22.5 x 78.5 x 100 ¦ ,Width,
84893852 (Autelec Distribution)_30.0 | Power supply availability, Power supply not availability, Timing in-progress, Output is energized, Output is de-energized, Range Setting Changes,
84893852 (Autelec Distribution)_31.0 | CE
84893852 (Autelec Distribution)_32.0 | Not specified
84893852 (Autelec Distribution)_33.0 | Not specified ¦ IEC60068-2-30,Damp heat,
84893852 (Autelec Distribution)_34.0 | Not specified ¦ ,through Un power reset, through front panel reset, through input control reset,
84893852 (Autelec Distribution)_35.0 | Not specified ¦ ,on crossing the threshold,
84893852 (Autelec Distribution)_36.0 | IEC60068-3-3
84893852 (Autelec Distribution)_37.0 | Not specified ¦ IEC60068-2-27
84893852 (Autelec Distribution)_38.0 | Not specified Not specified
84893852 (Autelec Distribution)_39.0 | A1-A2
84893852 (Autelec Distribution)_4.0 | IEC60255-27,Supply / Input 1, IEC60255-27,Supply / Input 2, IEC60255-27,Supply / Input 3, IEC60255-27,Supply / Output 1, IEC60255-27,Supply / Output 2, IEC60255-27,Output 1 / Output 2, IEC60255-27,Input 1 / Output 1, IEC60255-27,Input 1 / Output 2, IEC60255-27,Input 2 / Output 1, IEC60255-27,Input 2 / Output 2, IEC60255-27,Input 3 / Output 1, IEC60255-27,Input 3 / Output 2, IEC60255-27,Input 1 / Input 2, IEC60255-27,Input 2 / Input 3, IEC60255-27,Input 1 / Input 3,
84893852 (Autelec Distribution)_40.0 | Not specified ¦ IEC60664-1
84893852 (Autelec Distribution)_41.0 | IEC60947-5-1
84893852 (Autelec Distribution)_42.0 | Not specified ¦ IEC60947-1,Tightening torque,
84893852 (Autelec Distribution)_43.0 | Not specified ¦ IEC60068-2-6
84893852 (Autelec Distribution)_45.0 | Not specified
84893852 (Autelec Distribution)_47.0 | Not specified
84893852 (Autelec Distribution)_48.0 | MTTF, B10,
84893852 (Autelec Distribution)_49.0 | IEC60947-5-1,Relay Output by external fuse, IEC62314,Solid State Output by external fuse,
84893852 (Autelec Distribution)_5.0 | Not specified
84893852 (Autelec Distribution)_50.0 | Not specified ¦ ,In relation to normal vertical mounting plane,
84893852 (Autelec Distribution)_51.0 | Not specified ¦ IEC/EN 60715,Without socket, - ¦ IEC/EN 60715,With socket,
84893852 (Autelec Distribution)_53.0 | 11-12-14
84893852 (Autelec Distribution)_54.0 | 1 x C/O relay contacts
84893852 (Autelec Distribution)_55.0 | Not specified ¦ IEC60664-1
84893852 (Autelec Distribution)_59.0 | ~ 250 ¦ ,Maximum switching voltage, ~ 5 ¦ ,Maximum switching current, 1250 ¦ ,Maximum switching capacity,
84893852 (Autelec Distribution)_6.0 | Not specified ¦ IEC60947-4-1,AC-1, IEC60947-4-1,DC-1, IEC60947-5-1,AC-15, IEC60947-5-1,DC-13,
84893852 (Autelec Distribution)_60.0 | Not specified ¦ IEC60947-5-4,Minimum switching voltage, Not specified ¦ IEC60947-5-4,Minimum switching current, Not specified ¦ IEC60947-5-4,Minimum switching capacity,
84893852 (Autelec Distribution)_61.0 | Not specified ¦ ,Horizontal, Not specified ¦ ,Vertical,
84893852 (Autelec Distribution)_62.0
84893852 (Autelec Distribution)_63.0 | De-Energized on fault-free ¦ ,R1 (11-12-14), R2 (21-22-24),
84893852 (Autelec Distribution)_64.0
84893852 (Autelec Distribution)_65.0
84893852 (Autelec Distribution)_67.0 | Not specified
84893852 (Autelec Distribution)_68.0 | - ¦ ,"OFF" delay, - ¦ ,"ON" delay, - ¦ ,Inhibition,
84893852 (Autelec Distribution)_7.0 | IEC60664-1,Supply, IEC60664-1,Input 1, IEC60664-1,Input 2, IEC60664-1,Input 3, IEC60664-1,Output 1, IEC60664-1,Output 2, IEC60664-1,Supply / Input 1,Galvanic IEC60664-1,Supply / Input 2,Isolated IEC60664-1,Supply / Input 3,Circuit IEC60664-1,Supply / Output 1, IEC60664-1,Supply / Output 2, IEC60664-1,Output 1 / Output 2, IEC60664-1,Input 1 / Output 1, IEC60664-1,Input 1 / Output 2, IEC60664-1,Input 2 / Output 1, Not specified ¦ IEC60664-1,Input 2 / Output 2, IEC60664-1,Input 3 / Output 1, IEC60664-1,Input 3 / Output 2, IEC60664-1,Input 1 / Input 2, IEC60664-1,Input 2 / Input 3, IEC60664-1,Input 1 / Input 3,
84893852 (Autelec Distribution)_70.0 | Not specified Not specified
84893852 (Autelec Distribution)_77.0 | IEC61810-1,Rated switching current,
84893852 (Autelec Distribution)_78.0 | IEC61810-1,Rated switching voltage,
84893852 (Autelec Distribution)_8.0 | IEC60664-1,Supply, IEC60664-1,Input 1, IEC60664-1,Input 2, IEC60664-1,Input 3, Not specified ¦ IEC60664-1,Output 1, IEC60664-1,Output 2, IEC60664-1,Supply / Input 1,Galvanic IEC60664-1,Supply / Input 2,Isolated IEC60664-1,Supply / Input 3,Circuit IEC60664-1,Supply / Output 1, IEC60664-1,Supply / Output 2, IEC60664-1,Output 1 / Output 2, IEC60664-1,Input 1 / Output 1, IEC60664-1,Input 1 / Output 2, IEC60664-1,Input 2 / Output 1, Not specified ¦ IEC60664-1,Input 2 / Output 2, IEC60664-1,Input 3 / Output 1, IEC60664-1,Input 3 / Output 2, IEC60664-1,Input 1 / Input 2, IEC60664-1,Input 2 / Input 3, IEC60664-1,Input 1 / Input 3,
84893852 (Autelec Distribution)_9.0 | Not specified ¦ IEC61810-1
84893852 (Autelec Distribution)_92.0 | - ¦ IEC62314,Only for solid state output,
84893852 (Autelec Distribution)_93.0 | - ¦ IEC62314,Only for solid state output,
84893852 (Autelec Distribution)_96.0 | - ¦ ,"OFF" delay, - ¦ ,"ON" delay, - ¦ ,Inhibition,
84893852 (Catch Up) | Not specified ¦ IEC60721-3-3,Climatic category, Germanisher Lloyd,Environmental category, IEC60947-5-1,Cyclic Damp Heat Test, 600 ¦ ,Supply,Rated 600 ¦ ,Input 1,Voltage Input 2,Spec Input 3, Output 1, Output 2, - ¦ ,Over / undercurrent (windows mode), - ¦ ,Over current, · ¦ ,Under current, Fix 0.7A - ¦ ,E1-M / B1-C, 0.015 ¦ ,E2-M / B2-C, - ¦ ,E3-M / B3-C, A1+ / A2-, - ¦ ,Built in current transformer, - ¦ ,E1-M / B1-C, Max 12A ¦ ,E2-M / B2-C, - ¦ ,E3-M / B3-C, A1+ / A2-, - ¦ ,Built in current transformer, - ¦ ,E1-M / B1-C, - ¦ ,E2-M / B2-C, - ¦ ,E3-M / B3-C, A1+ / A2-, - ¦ ,Built in current transformer, - ¦ ,E1-M / B1-C, - ¦ ,E2-M / B2-C, - ¦ ,E3-M / B3-C, A1+ / A2-, - ¦ ,Built in current transformer, Shunt resistor E2-M 50 / 60 36…77 +/- 10% of full scale value +/- 0.5% < 1% over whole range 0.05% / oC 30 True RMS MTTFd, B10d,
84893852 (Catch Up)_1.0 | Depth,
84893852 (Catch Up)_10.0 | =< 300
84893852 (Catch Up)_11.0 | ~/-- 24…240 ~/-- 20.4…264
84893852 (Catch Up)_12.0 | -20…+50 ¦ ,Operation,
84893852 (Catch Up)_13.0 | -40…+70 ¦ ,Storage,
84893852 (Catch Up)_14.0 | IEC60068-2-29
84893852 (Catch Up)_15.0 | Not specified ¦ ,Cable stripping length,
84893852 (Catch Up)_16.0 | Supply,Terminal Input 1, Input 2, Input 3, Output 1, 600 ¦ ,Output 2,
84893852 (Catch Up)_17.0 | 1 conductor:0.5…4 (AWG20…AWG11) 2 conductor:0.5…2.5 (AWG20…AWG14) ¦ IEC60947-1,Solid cable without cable end (screw terminal), 1 conductor:0.2…2.5 (AWG24…AWG12) 2 conductor:0.2…1.5 (AWG24…AWG16) ¦ IEC60947-1,Flexible cable with cable end (screw terminal), - ¦ IEC60947-1,Solid cable (spring terminal), - ¦ IEC60947-1,Flexible cable (spring terminal),
84893852 (Catch Up)_18.0 | Cadmium free
84893852 (Catch Up)_19.0
84893852 (Catch Up)_2.0 | Height,
84893852 (Catch Up)_20.0 | Yes ¦ IEC60255-27,Supply / Input 1, Yes ¦ IEC60255-27,Supply / Input 2, Yes ¦ IEC60255-27,Supply / Input 3, IEC60255-27,Supply / Output 1, IEC60255-27,Supply / Output 2, IEC60255-27,Output 1 / Output 2, IEC60255-27,Input 1 / Output 1, IEC60255-27,Input 1 / Output 2, IEC60255-27,Input 2 / Output 1, IEC60255-27,Input 2 / Output 2, IEC60255-27,Input 3 / Output 1, IEC60255-27,Input 3 / Output 2, IEC60255-27,Input 1 / Input 2, IEC60255-27,Input 2 / Input 3, IEC60255-27,Input 1 / Input 3,
84893852 (Catch Up)_21.0 | EN60255-6, IEC60255-6 No 73/23/EEC + 93/68/EEC No 89/336/EEC + 92/31/EEC + 93/68/EEC 2002/95/EC
84893852 (Catch Up)_22.0 | Not specified
84893852 (Catch Up)_23.0 | IEC61000-6-2 ¦ ,Generic immunity standard, Level 3 (6kV / 8kV) ¦ IEC61000-4-2,Electrostatic discharge, Level 3 (10V/m) ¦ IEC61000-4-3,Radiated RF & electromagnetic field, Level 3 (2kV coupling / 4kV direct) ¦ IEC61000-4-4,Fast transient / burst, Level 3 (1kV phase-phase) ¦ IEC61000-4-5,Surge, Level 3 (10V) ¦ IEC61000-4-6,Conducted RF disturbance, IEC61000-4-8,Power frequency magnetic field, Class 3 (0%, 40%, 70%, 80% of Us) ¦ IEC61000-4-11,Voltage dips, short interruption & variations on power line, IEC61000-4-18,1 MHz oscillation wave, IEC61000-4-29,DC voltage interruption, Not tested ¦ IEC61000-4-13,Low frequency harmonics, · ¦ Germanisher Lloyd,Conducted low frequency interference (harmonics), IEC61000-6-3, IEC61000-6-4 ¦ ,Generic emission standard, Class B ¦ EN55022 / CISPR22,Radiated RF & electromagnetic field (IT equiment), Class B ¦ EN55011 / CISPR11,Radiated RF & electromagnetic field (Medical equiment), EMC 2 ¦ Germanisher Lloyd,Radiated emission from enclosure port, Class B ¦ EN55022 / CISPR22,Conducted RF emission on power line (IT equiment), Class B ¦ EN55011 / CISPR11,Conducted RF emission on power line (Medical equiment), EMC 2 ¦ Germanisher Lloyd,Conducted emission,
84893852 (Catch Up)_29.0 | IP20 ¦ IEC60529,Terminal Block, IP30 ¦ IEC60529,Housing, IEC60529,Front Panel,
84893852 (Catch Up)_298.0 | ?
84893852 (Catch Up)_3.0 | 22.5 x ? x ? ¦ ,Width,
84893852 (Catch Up)_30.0 | Power supply availability, Power supply not availability, Timing in-progress, Output is energized, Output is de-energized, Range Setting Changes,
84893852 (Catch Up)_31.0 | UL, CSA, GL, C-Tick, GOST, CE, CCC
84893852 (Catch Up)_32.0 | UL, CSA, GL, C-Tick, GOST, CCC
84893852 (Catch Up)_33.0 | 2 cycles 24h ;+25°C +55°C 95%HR ¦ IEC60068-2-30,Damp heat,
84893852 (Catch Up)_34.0 | =< 1500 at maximum supply voltage ¦ ,through Un power reset, through front panel reset, through input control reset,
84893852 (Catch Up)_35.0 | Not specified ¦ ,on crossing the threshold,
84893852 (Catch Up)_36.0 | IEC60068-3-3
84893852 (Catch Up)_37.0 | 5 gn ¦ IEC60068-2-27
84893852 (Catch Up)_38.0 | 50 / 60 45…66
84893852 (Catch Up)_39.0 | A1-A2
84893852 (Catch Up)_4.0 | IEC60255-27,Supply / Input 1, IEC60255-27,Supply / Input 2, IEC60255-27,Supply / Input 3, IEC60255-27,Supply / Output 1, IEC60255-27,Supply / Output 2, IEC60255-27,Output 1 / Output 2, IEC60255-27,Input 1 / Output 1, IEC60255-27,Input 1 / Output 2, IEC60255-27,Input 2 / Output 1, IEC60255-27,Input 2 / Output 2, IEC60255-27,Input 3 / Output 1, IEC60255-27,Input 3 / Output 2, IEC60255-27,Input 1 / Input 2, IEC60255-27,Input 2 / Input 3, IEC60255-27,Input 1 / Input 3,
84893852 (Catch Up)_40.0 | 3 ¦ IEC60664-1
84893852 (Catch Up)_41.0 | IEC60947-5-1
84893852 (Catch Up)_42.0 | 0.6…1 ¦ IEC60947-1,Tightening torque,
84893852 (Catch Up)_43.0 | 0.035mm from 10Hz…150Hz ¦ IEC60068-2-6
84893852 (Catch Up)_45.0 | +/- 10% of full scales
84893852 (Catch Up)_47.0 | +/- 2%
84893852 (Catch Up)_48.0 | MTTF, B10,
84893852 (Catch Up)_49.0 | IEC60947-5-1,Relay Output by external fuse, IEC62314,Solid State Output by external fuse,
84893852 (Catch Up)_5.0 | 10
84893852 (Catch Up)_50.0 | Any position ¦ ,In relation to normal vertical mounting plane,
84893852 (Catch Up)_51.0 | On Top Hat 35mm DIN rail ¦ IEC/EN 60715,Without socket, - ¦ IEC/EN 60715,With socket,
84893852 (Catch Up)_53.0 | 2014-11-12 00:00:00
84893852 (Catch Up)_54.0 | 21x C/O relay contacts
84893852 (Catch Up)_55.0 | III ¦ IEC60664-1
84893852 (Catch Up)_59.0 | ~ 250 ¦ ,Maximum switching voltage, ~ 5 ¦ ,Maximum switching current, 1250 ¦ ,Maximum switching capacity,
84893852 (Catch Up)_6.0 | 1 x 105 switching cycles ¦ IEC60947-4-1,AC-1, IEC60947-4-1,DC-1, IEC60947-5-1,AC-15, IEC60947-5-1,DC-13,
84893852 (Catch Up)_60.0 | 5 ¦ IEC60947-5-4,Minimum switching voltage, 10 ¦ IEC60947-5-4,Minimum switching current, 50 ¦ IEC60947-5-4,Minimum switching capacity,
84893852 (Catch Up)_61.0 | Not specified ¦ ,Horizontal, Not specified ¦ ,Vertical,
84893852 (Catch Up)_62.0
84893852 (Catch Up)_63.0 | Energized on fault-free ¦ ,R1 (11-12-14), R2 (21-22-24),
84893852 (Catch Up)_64.0
84893852 (Catch Up)_65.0
84893852 (Catch Up)_67.0 | ~ 3.5VA, -- 0.6W
84893852 (Catch Up)_68.0 | - ¦ ,"OFF" delay, - ¦ ,"ON" delay, - ¦ ,Inhibition,
84893852 (Catch Up)_7.0 | IEC60664-1,Supply, IEC60664-1,Input 1, IEC60664-1,Input 2, IEC60664-1,Input 3, IEC60664-1,Output 1, IEC60664-1,Output 2, IEC60664-1,Supply / Input 1,Galvanic IEC60664-1,Supply / Input 2,Isolated IEC60664-1,Supply / Input 3,Circuit IEC60664-1,Supply / Output 1, IEC60664-1,Supply / Output 2, IEC60664-1,Output 1 / Output 2, IEC60664-1,Input 1 / Output 1, IEC60664-1,Input 1 / Output 2, IEC60664-1,Input 2 / Output 1, > 500MOhm @ -- 500V ¦ IEC60664-1,Input 2 / Output 2, IEC60664-1,Input 3 / Output 1, IEC60664-1,Input 3 / Output 2, IEC60664-1,Input 1 / Input 2, IEC60664-1,Input 2 / Input 3, IEC60664-1,Input 1 / Input 3,
84893852 (Catch Up)_70.0 | Not specified Not specified
84893852 (Catch Up)_77.0 | IEC61810-1,Rated switching current,
84893852 (Catch Up)_78.0 | IEC61810-1,Rated switching voltage,
84893852 (Catch Up)_8.0 | IEC60664-1,Supply, IEC60664-1,Input 1, IEC60664-1,Input 2, IEC60664-1,Input 3, 4 ¦ IEC60664-1,Output 1, IEC60664-1,Output 2, IEC60664-1,Supply / Input 1,Galvanic IEC60664-1,Supply / Input 2,Isolated IEC60664-1,Supply / Input 3,Circuit IEC60664-1,Supply / Output 1, IEC60664-1,Supply / Output 2, IEC60664-1,Output 1 / Output 2, IEC60664-1,Input 1 / Output 1, IEC60664-1,Input 1 / Output 2, IEC60664-1,Input 2 / Output 1, 2 @ 50Hz for 1 minutes ¦ IEC60664-1,Input 2 / Output 2, IEC60664-1,Input 3 / Output 1, IEC60664-1,Input 3 / Output 2, IEC60664-1,Input 1 / Input 2, IEC60664-1,Input 2 / Input 3, IEC60664-1,Input 1 / Input 3,
84893852 (Catch Up)_9.0 | 30 x 106 switching cycles ¦ IEC61810-1
84893852 (Catch Up)_92.0 | - ¦ IEC62314,Only for solid state output,
84893852 (Catch Up)_93.0 | - ¦ IEC62314,Only for solid state output,
84893852 (Catch Up)_96.0 | - ¦ ,"OFF" delay, - ¦ ,"ON" delay, - ¦ ,Inhibition,
DPA51CM44 | Not specified ¦ IEC60721-3-3,Climatic category, Germanisher Lloyd,Environmental category, IEC60947-5-1,Cyclic Damp Heat Test, Supply,Rated Input 1,Voltage Input 2,Spec Input 3, Output 1, Output 2, Resistive Voltage Step Down ¦ ,Measurement mode, MTTFd, B10d,
DPA51CM44_1.0 | Depth,
DPA51CM44_10.0 | -
DPA51CM44_11.0 | ~ 3 x 208…3 x 480 ~ 3 x 177…3 x 550
DPA51CM44_12.0 | -20…+50, R.H. < 95% ¦ ,Operation,
DPA51CM44_13.0 | -30…+80, R.H. < 95% ¦ ,Storage,
DPA51CM44_14.0 | IEC60068-2-29
DPA51CM44_15.0 | Not specified ¦ ,Cable stripping length,
DPA51CM44_16.0 | Supply,Terminal Input 1, Input 2, Input 3, Output 1, Output 2,
DPA51CM44_17.0 | Not specified ¦ IEC60947-1,Solid cable without cable end (screw terminal), Not specified ¦ IEC60947-1,Flexible cable with cable end (screw terminal), - ¦ IEC60947-1,Solid cable (spring terminal), - ¦ IEC60947-1,Flexible cable (spring terminal),
DPA51CM44_18.0 | AgSnO2
DPA51CM44_19.0
DPA51CM44_2.0 | Height,
DPA51CM44_20.0 | IEC60255-27,Supply / Input 1, IEC60255-27,Supply / Input 2, IEC60255-27,Supply / Input 3, IEC60255-27,Supply / Output 1, IEC60255-27,Supply / Output 2, IEC60255-27,Output 1 / Output 2, IEC60255-27,Input 1 / Output 1, IEC60255-27,Input 1 / Output 2, IEC60255-27,Input 2 / Output 1, IEC60255-27,Input 2 / Output 2, IEC60255-27,Input 3 / Output 1, IEC60255-27,Input 3 / Output 2, IEC60255-27,Input 1 / Input 2, IEC60255-27,Input 2 / Input 3, IEC60255-27,Input 1 / Input 3,
DPA51CM44_21.0 | Not specified Not specified Not specified Not specified
DPA51CM44_22.0 | Not specified
DPA51CM44_23.0 | IEC61000-6-2 ¦ ,Generic immunity standard, Not specified ¦ IEC61000-4-2,Electrostatic discharge, Not specified ¦ IEC61000-4-3,Radiated RF & electromagnetic field, Not specified ¦ IEC61000-4-4,Fast transient / burst, Not specified ¦ IEC61000-4-5,Surge, Not specified ¦ IEC61000-4-6,Conducted RF disturbance, IEC61000-4-8,Power frequency magnetic field, Not specified ¦ IEC61000-4-11,Voltage dips, short interruption & variations on power line, IEC61000-4-18,1 MHz oscillation wave, IEC61000-4-29,DC voltage interruption, Not specified ¦ IEC61000-4-13,Low frequency harmonics, Germanisher Lloyd,Conducted low frequency interference (harmonics), IEC50081-1 ¦ ,Generic emission standard, Not specified ¦ EN55022 / CISPR22,Radiated RF & electromagnetic field (IT equiment), Not specified ¦ EN55011 / CISPR11,Radiated RF & electromagnetic field (Medical equiment), - ¦ Germanisher Lloyd,Radiated emission from enclosure port, Not specified ¦ EN55022 / CISPR22,Conducted RF emission on power line (IT equiment), Not specified ¦ EN55011 / CISPR11,Conducted RF emission on power line (Medical equiment), - ¦ Germanisher Lloyd,Conducted emission,
DPA51CM44_24.0 | - ¦ ,Phase cut, - ¦ ,Phase sequence, - ¦ ,Over / undervoltage (symmetry windows mode), - ¦ ,Over voltage, - ¦ ,Undervoltage , - ¦ ,Phase asymmetry, Disconnection of neutral, Voltage Regeneration, Extreme undervoltage (Phase loss), Extreme Overvoltage, Extreme Asymmetry,
DPA51CM44_25.0 | 50 / 60 ¦ ,Rated frequency, 45…66 ¦ ,Frequency operating range,
DPA51CM44_26.0 | Fixed @ ~ 3 x 177…3 x 550 ¦ ,Input nominal voltage selection,
DPA51CM44_27.0 | L1-L2-L3 ¦ ,Input terminal,
DPA51CM44_28.0 | Not specified ¦ ,Internal input resistance,
DPA51CM44_29.0 | IP20 ¦ IEC60529,Terminal Block, Not specified ¦ IEC60529,Housing, Not specified ¦ IEC60529,Front Panel,
DPA51CM44_298.0 | 75
DPA51CM44_3.0 | 17.5 x 81 x 67.2 ¦ ,Width,
DPA51CM44_30.0 | Power supply availability, Power supply not availability, Timing in-progress, Output is energized, Output is de-energized, Range Setting Changes, Phase Cut, Phase Sequence Swap, Undervoltage <U, Overvoltage >U, Phase Asymmetry, Voltage Regeneration, Extreme Undervoltage <U (Phase loss), Extreme Overvoltage >U, Extreme Phase Asymmetry,
DPA51CM44_31.0 | UL, CSA, CE
DPA51CM44_32.0 | UL, CSA
DPA51CM44_33.0 | Not specified ¦ IEC60068-2-30,Damp heat,XX
DPA51CM44_34.0 | - ¦ ,through Un power reset, through front panel reset, through input control reset,
DPA51CM44_35.0 | < 100 for ON delay ; < 300 for OFF delay ¦ ,on crossing the threshold,
DPA51CM44_36.0 | IEC60068-3-3
DPA51CM44_37.0 | Not specified ¦ IEC60068-2-27
DPA51CM44_38.0 | 50 / 60 45…66
DPA51CM44_39.0 | L1-L2-L3
DPA51CM44_4.0 | IEC60255-27,Supply / Input 1, IEC60255-27,Supply / Input 2, IEC60255-27,Supply / Input 3, IEC60255-27,Supply / Output 1, IEC60255-27,Supply / Output 2, IEC60255-27,Output 1 / Output 2, IEC60255-27,Input 1 / Output 1, IEC60255-27,Input 1 / Output 2, IEC60255-27,Input 2 / Output 1, IEC60255-27,Input 2 / Output 2, IEC60255-27,Input 3 / Output 1, IEC60255-27,Input 3 / Output 2, IEC60255-27,Input 1 / Input 2, IEC60255-27,Input 2 / Input 3, IEC60255-27,Input 1 / Input 3,
DPA51CM44_40.0 | IEC60664-1
DPA51CM44_41.0 | IEC60947-5-1
DPA51CM44_42.0 | 0.5Nm (Max) ¦ IEC60947-1,Tightening torque,
DPA51CM44_43.0 | Not specified ¦ IEC60068-2-6
DPA51CM44_44.0 | - ¦ ,Setting accuracy,
DPA51CM44_45.0 | -
DPA51CM44_46.0 | +/- 0.5% on full scale ¦ ,Repeat accuracy (constant parameters),
DPA51CM44_47.0 | -
DPA51CM44_48.0 | MTTF, B10,
DPA51CM44_49.0 | IEC60947-5-1,Relay Output by external fuse, IEC62314,Solid State Output by external fuse,
DPA51CM44_5.0 | -
DPA51CM44_50.0 | Not specified ¦ ,In relation to normal vertical mounting plane,
DPA51CM44_51.0 | Mounting in DIN rail according EN50022 ¦ IEC/EN 60715,Without socket, - ¦ IEC/EN 60715,With socket,
DPA51CM44_53.0
DPA51CM44_54.0 | 1 x C/O relay contact
DPA51CM44_55.0 | IEC60664-1
DPA51CM44_58.0 | - ¦ ,Maximum measuring cycles,
DPA51CM44_59.0 | - ¦ ,Maximum switching voltage, - ¦ ,Maximum switching current, Maximum switching capacity,
DPA51CM44_6.0 | >= 1 x 105 switching cycles @ 5A, 250VAC ¦ IEC60947-4-1,AC-1, IEC60947-4-1,DC-1, IEC60947-5-1,AC-15, IEC60947-5-1,DC-13,
DPA51CM44_60.0 | IEC60947-5-4,Minimum switching voltage, IEC60947-5-4,Minimum switching current, IEC60947-5-4,Minimum switching capacity,
DPA51CM44_61.0 | Not specified ¦ ,Horizontal, Not specified ¦ ,Vertical,
DPA51CM44_62.0
DPA51CM44_63.0 | - ¦ ,R1 (11-12-14), R2 (21-22-24),
DPA51CM44_64.0
DPA51CM44_65.0
DPA51CM44_66.0 | Not specified ¦ ,permissible input overload,
DPA51CM44_67.0 | 13VA (400VAC, 50Hz) by L2, L3
DPA51CM44_68.0 | - ¦ ,"OFF" delay, - ¦ ,"ON" delay, - ¦ ,Inhibition,
DPA51CM44_69.0 | 1 phase below 85% of other phase ¦ ,Phase cut, - ¦ ,Phase sequence, - ¦ ,Over / undervoltage (symmetry windows mode), - ¦ ,Over voltage, - ¦ ,Undervoltage , - ¦ ,Phase asymmetry, Disconnection of neutral, Voltage Regeneration, Extreme undervoltage (Phase loss), Extreme Overvoltage, Extreme Asymmetry,
DPA51CM44_7.0 | IEC60664-1,Supply, IEC60664-1,Input 1, IEC60664-1,Input 2, IEC60664-1,Input 3, IEC60664-1,Output 1, IEC60664-1,Output 2, IEC60664-1,Supply / Input 1,Galvanic IEC60664-1,Supply / Input 2,Isolated IEC60664-1,Supply / Input 3,Circuit IEC60664-1,Supply / Output 1, IEC60664-1,Supply / Output 2, IEC60664-1,Output 1 / Output 2, IEC60664-1,Input 1 / Output 1, IEC60664-1,Input 1 / Output 2, IEC60664-1,Input 2 / Output 1, IEC60664-1,Input 2 / Output 2, IEC60664-1,Input 3 / Output 1, IEC60664-1,Input 3 / Output 2, IEC60664-1,Input 1 / Input 2, IEC60664-1,Input 2 / Input 3, IEC60664-1,Input 1 / Input 3,
DPA51CM44_70.0 | - -
DPA51CM44_71.0 | - ¦ ,Measurement error with supply voltage variation, 0.1% / oC ¦ ,Measurement error with temperature variation,
DPA51CM44_77.0 | IEC61810-1,Rated switching current,
DPA51CM44_78.0 | IEC61810-1,Rated switching voltage,
DPA51CM44_8.0 | IEC60664-1,Supply, IEC60664-1,Input 1, IEC60664-1,Input 2, IEC60664-1,Input 3, IEC60664-1,Output 1, IEC60664-1,Output 2, IEC60664-1,Supply / Input 1,Galvanic IEC60664-1,Supply / Input 2,Isolated IEC60664-1,Supply / Input 3,Circuit IEC60664-1,Supply / Output 1, IEC60664-1,Supply / Output 2, IEC60664-1,Output 1 / Output 2, IEC60664-1,Input 1 / Output 1, IEC60664-1,Input 1 / Output 2, IEC60664-1,Input 2 / Output 1, IEC60664-1,Input 2 / Output 2, IEC60664-1,Input 3 / Output 1, IEC60664-1,Input 3 / Output 2, IEC60664-1,Input 1 / Input 2, IEC60664-1,Input 2 / Input 3, IEC60664-1,Input 1 / Input 3,
DPA51CM44_81.0 | · ¦ ,Phase lost , · ¦ ,Phase sequence, - ¦ ,Over / undervoltage (symmetry windows mode), - ¦ ,Over voltage, - ¦ ,Undervoltage , - ¦ ,Phase asymmetry, - ¦ ,Disconnection of neutral, - ¦ ,Voltage Regeneration, Extreme undervoltage, Extreme overvoltage, Extreme asymmetry,
DPA51CM44_9.0 | >= 30 x 106 switching cycles ¦ IEC61810-1
DPA51CM44_92.0 | IEC62314,Only for solid state output,
DPA51CM44_93.0 | IEC62314,Only for solid state output,
DPA51CM44_94.0 | Not specified ¦ ,Measurement method,
DPA51CM44_95.0 | Not specified ¦ ,Phase lost , Not specified ¦ ,Phase sequence, - ¦ ,Over / undervoltage (symmetry windows mode), - ¦ ,Over voltage, - ¦ ,Undervoltage , - ¦ ,Phase asymmetry, Disconnection of neutral, Voltage Regeneration, Extreme undervoltage, Extreme Overvoltage, Extreme Asymmetry,
DPA51CM44_96.0 | - ¦ ,"OFF" delay, - ¦ ,"ON" delay, - ¦ ,Inhibition,
K8DS-PH1 (1 C/O) K8AK-PH1 (2 C/O) | IEC60721-3-3,Climatic category, Germanisher Lloyd,Environmental category, IEC60947-5-1,Cyclic Damp Heat Test, Supply,Rated Input 1,Voltage Input 2,Spec Input 3, Output 1, Output 2, Measurement mode, MTTFd, B10d,
K8DS-PH1 (1 C/O) K8AK-PH1 (2 C/O)_1.0 | Depth,
K8DS-PH1 (1 C/O) K8AK-PH1 (2 C/O)_10.0
K8DS-PH1 (1 C/O) K8AK-PH1 (2 C/O)_11.0
K8DS-PH1 (1 C/O) K8AK-PH1 (2 C/O)_12.0 | -20…+60 ¦ ,Operation,
K8DS-PH1 (1 C/O) K8AK-PH1 (2 C/O)_13.0 | -25…+65 ¦ ,Storage,
K8DS-PH1 (1 C/O) K8AK-PH1 (2 C/O)_14.0 | IEC60068-2-29
K8DS-PH1 (1 C/O) K8AK-PH1 (2 C/O)_15.0 | Cable stripping length,
K8DS-PH1 (1 C/O) K8AK-PH1 (2 C/O)_16.0 | Supply,Terminal Input 1, Input 2, Input 3, Output 1, Output 2,
K8DS-PH1 (1 C/O) K8AK-PH1 (2 C/O)_17.0 | IEC60947-1,Solid cable without cable end (screw terminal), IEC60947-1,Flexible cable with cable end (screw terminal), IEC60947-1,Solid cable (spring terminal), IEC60947-1,Flexible cable (spring terminal),
K8DS-PH1 (1 C/O) K8AK-PH1 (2 C/O)_18.0
K8DS-PH1 (1 C/O) K8AK-PH1 (2 C/O)_19.0
K8DS-PH1 (1 C/O) K8AK-PH1 (2 C/O)_2.0 | Height,
K8DS-PH1 (1 C/O) K8AK-PH1 (2 C/O)_20.0 | IEC60255-27,Supply / Input 1, IEC60255-27,Supply / Input 2, IEC60255-27,Supply / Input 3, IEC60255-27,Supply / Output 1, IEC60255-27,Supply / Output 2, IEC60255-27,Output 1 / Output 2, IEC60255-27,Input 1 / Output 1, IEC60255-27,Input 1 / Output 2, IEC60255-27,Input 2 / Output 1, IEC60255-27,Input 2 / Output 2, IEC60255-27,Input 3 / Output 1, IEC60255-27,Input 3 / Output 2, IEC60255-27,Input 1 / Input 2, IEC60255-27,Input 2 / Input 3, IEC60255-27,Input 1 / Input 3,
K8DS-PH1 (1 C/O) K8AK-PH1 (2 C/O)_21.0 | EN60947-5-1
K8DS-PH1 (1 C/O) K8AK-PH1 (2 C/O)_22.0
K8DS-PH1 (1 C/O) K8AK-PH1 (2 C/O)_23.0 | Generic immunity standard, IEC61000-4-2,Electrostatic discharge, IEC61000-4-3,Radiated RF & electromagnetic field, IEC61000-4-4,Fast transient / burst, IEC61000-4-5,Surge, IEC61000-4-6,Conducted RF disturbance, IEC61000-4-8,Power frequency magnetic field, IEC61000-4-11,Voltage dips, short interruption & variations on power line, IEC61000-4-18,1 MHz oscillation wave, IEC61000-4-29,DC voltage interruption, IEC61000-4-13,Low frequency harmonics, Germanisher Lloyd,Conducted low frequency interference (harmonics), Generic emission standard, EN55022 / CISPR22,Radiated RF & electromagnetic field (IT equiment), EN55011 / CISPR11,Radiated RF & electromagnetic field (Medical equiment), Germanisher Lloyd,Radiated emission from enclosure port, EN55022 / CISPR22,Conducted RF emission on power line (IT equiment), EN55011 / CISPR11,Conducted RF emission on power line (Medical equiment), Germanisher Lloyd,Conducted emission,
K8DS-PH1 (1 C/O) K8AK-PH1 (2 C/O)_24.0 | Phase cut, Phase sequence, Over / undervoltage (symmetry windows mode), Over voltage, Undervoltage , Phase asymmetry, Disconnection of neutral, Voltage Regeneration, Extreme undervoltage (Phase loss), Extreme Overvoltage, Extreme Asymmetry,
K8DS-PH1 (1 C/O) K8AK-PH1 (2 C/O)_25.0 | Rated frequency, Frequency operating range,
K8DS-PH1 (1 C/O) K8AK-PH1 (2 C/O)_26.0 | Input nominal voltage selection,
K8DS-PH1 (1 C/O) K8AK-PH1 (2 C/O)_27.0 | Input terminal,
K8DS-PH1 (1 C/O) K8AK-PH1 (2 C/O)_28.0 | Internal input resistance,
K8DS-PH1 (1 C/O) K8AK-PH1 (2 C/O)_29.0 | IEC60529,Terminal Block, IEC60529,Housing, IEC60529,Front Panel,
K8DS-PH1 (1 C/O) K8AK-PH1 (2 C/O)_298.0
K8DS-PH1 (1 C/O) K8AK-PH1 (2 C/O)_3.0 | Width,
K8DS-PH1 (1 C/O) K8AK-PH1 (2 C/O)_30.0 | Power supply availability, Power supply not availability, Timing in-progress, Output is energized, Output is de-energized, Range Setting Changes, Phase Cut, Phase Sequence Swap, Undervoltage <U, Overvoltage >U, Phase Asymmetry, Voltage Regeneration, Extreme Undervoltage <U (Phase loss), Extreme Overvoltage >U, Extreme Phase Asymmetry,
K8DS-PH1 (1 C/O) K8AK-PH1 (2 C/O)_31.0
K8DS-PH1 (1 C/O) K8AK-PH1 (2 C/O)_32.0
K8DS-PH1 (1 C/O) K8AK-PH1 (2 C/O)_33.0 | IEC60068-2-30,Damp heat,XX
K8DS-PH1 (1 C/O) K8AK-PH1 (2 C/O)_34.0 | through Un power reset, through front panel reset, through input control reset,
K8DS-PH1 (1 C/O) K8AK-PH1 (2 C/O)_35.0 | on crossing the threshold,
K8DS-PH1 (1 C/O) K8AK-PH1 (2 C/O)_36.0 | IEC60068-3-3
K8DS-PH1 (1 C/O) K8AK-PH1 (2 C/O)_37.0 | IEC60068-2-27
K8DS-PH1 (1 C/O) K8AK-PH1 (2 C/O)_38.0
K8DS-PH1 (1 C/O) K8AK-PH1 (2 C/O)_39.0
K8DS-PH1 (1 C/O) K8AK-PH1 (2 C/O)_4.0 | IEC60255-27,Supply / Input 1, IEC60255-27,Supply / Input 2, IEC60255-27,Supply / Input 3, IEC60255-27,Supply / Output 1, IEC60255-27,Supply / Output 2, IEC60255-27,Output 1 / Output 2, IEC60255-27,Input 1 / Output 1, IEC60255-27,Input 1 / Output 2, IEC60255-27,Input 2 / Output 1, IEC60255-27,Input 2 / Output 2, IEC60255-27,Input 3 / Output 1, IEC60255-27,Input 3 / Output 2, IEC60255-27,Input 1 / Input 2, IEC60255-27,Input 2 / Input 3, IEC60255-27,Input 1 / Input 3,
K8DS-PH1 (1 C/O) K8AK-PH1 (2 C/O)_40.0 | IEC60664-1
K8DS-PH1 (1 C/O) K8AK-PH1 (2 C/O)_41.0 | IEC60947-5-1
K8DS-PH1 (1 C/O) K8AK-PH1 (2 C/O)_42.0 | 0.54Nm (Rec) 0.59Nm (Max) ¦ IEC60947-1,Tightening torque,
K8DS-PH1 (1 C/O) K8AK-PH1 (2 C/O)_43.0 | IEC60068-2-6
K8DS-PH1 (1 C/O) K8AK-PH1 (2 C/O)_44.0 | Setting accuracy,
K8DS-PH1 (1 C/O) K8AK-PH1 (2 C/O)_45.0
K8DS-PH1 (1 C/O) K8AK-PH1 (2 C/O)_46.0 | Repeat accuracy (constant parameters),
K8DS-PH1 (1 C/O) K8AK-PH1 (2 C/O)_47.0
K8DS-PH1 (1 C/O) K8AK-PH1 (2 C/O)_48.0 | MTTF, B10,
K8DS-PH1 (1 C/O) K8AK-PH1 (2 C/O)_49.0 | IEC60947-5-1,Relay Output by external fuse, IEC62314,Solid State Output by external fuse,
K8DS-PH1 (1 C/O) K8AK-PH1 (2 C/O)_5.0
K8DS-PH1 (1 C/O) K8AK-PH1 (2 C/O)_50.0 | In relation to normal vertical mounting plane,
K8DS-PH1 (1 C/O) K8AK-PH1 (2 C/O)_51.0 | IEC/EN 60715,Without socket, IEC/EN 60715,With socket,
K8DS-PH1 (1 C/O) K8AK-PH1 (2 C/O)_53.0
K8DS-PH1 (1 C/O) K8AK-PH1 (2 C/O)_54.0
K8DS-PH1 (1 C/O) K8AK-PH1 (2 C/O)_55.0 | IEC60664-1
K8DS-PH1 (1 C/O) K8AK-PH1 (2 C/O)_58.0 | Maximum measuring cycles,
K8DS-PH1 (1 C/O) K8AK-PH1 (2 C/O)_59.0 | Maximum switching voltage, Maximum switching current, Maximum switching capacity,
K8DS-PH1 (1 C/O) K8AK-PH1 (2 C/O)_6.0 | - ¦ IEC60947-4-1,AC-1, - ¦ IEC60947-4-1,DC-1, - ¦ IEC60947-5-1,AC-15, - ¦ IEC60947-5-1,DC-13,
K8DS-PH1 (1 C/O) K8AK-PH1 (2 C/O)_60.0 | IEC60947-5-4,Minimum switching voltage, IEC60947-5-4,Minimum switching current, IEC60947-5-4,Minimum switching capacity,
K8DS-PH1 (1 C/O) K8AK-PH1 (2 C/O)_61.0 | Horizontal, Vertical,
K8DS-PH1 (1 C/O) K8AK-PH1 (2 C/O)_62.0
K8DS-PH1 (1 C/O) K8AK-PH1 (2 C/O)_63.0 | R1 (11-12-14), R2 (21-22-24),
K8DS-PH1 (1 C/O) K8AK-PH1 (2 C/O)_64.0
K8DS-PH1 (1 C/O) K8AK-PH1 (2 C/O)_65.0
K8DS-PH1 (1 C/O) K8AK-PH1 (2 C/O)_66.0 | permissible input overload,
K8DS-PH1 (1 C/O) K8AK-PH1 (2 C/O)_67.0
K8DS-PH1 (1 C/O) K8AK-PH1 (2 C/O)_68.0 | "OFF" delay, "ON" delay, Inhibition,
K8DS-PH1 (1 C/O) K8AK-PH1 (2 C/O)_69.0 | Phase cut, Phase sequence, Over / undervoltage (symmetry windows mode), Over voltage, Undervoltage , Phase asymmetry, Disconnection of neutral, Voltage Regeneration, Extreme undervoltage (Phase loss), Extreme Overvoltage, Extreme Asymmetry,
K8DS-PH1 (1 C/O) K8AK-PH1 (2 C/O)_7.0 | IEC60664-1,Supply, IEC60664-1,Input 1, IEC60664-1,Input 2, IEC60664-1,Input 3, IEC60664-1,Output 1, IEC60664-1,Output 2, IEC60664-1,Supply / Input 1,Galvanic IEC60664-1,Supply / Input 2,Isolated IEC60664-1,Supply / Input 3,Circuit IEC60664-1,Supply / Output 1, IEC60664-1,Supply / Output 2, IEC60664-1,Output 1 / Output 2, IEC60664-1,Input 1 / Output 1, IEC60664-1,Input 1 / Output 2, IEC60664-1,Input 2 / Output 1, IEC60664-1,Input 2 / Output 2, IEC60664-1,Input 3 / Output 1, IEC60664-1,Input 3 / Output 2, IEC60664-1,Input 1 / Input 2, IEC60664-1,Input 2 / Input 3, IEC60664-1,Input 1 / Input 3,
K8DS-PH1 (1 C/O) K8AK-PH1 (2 C/O)_70.0
K8DS-PH1 (1 C/O) K8AK-PH1 (2 C/O)_71.0 | Measurement error with supply voltage variation, Measurement error with temperature variation,
K8DS-PH1 (1 C/O) K8AK-PH1 (2 C/O)_77.0 | IEC61810-1,Rated switching current,
K8DS-PH1 (1 C/O) K8AK-PH1 (2 C/O)_78.0 | IEC61810-1,Rated switching voltage,
K8DS-PH1 (1 C/O) K8AK-PH1 (2 C/O)_8.0 | IEC60664-1,Supply, IEC60664-1,Input 1, IEC60664-1,Input 2, IEC60664-1,Input 3, IEC60664-1,Output 1, IEC60664-1,Output 2, IEC60664-1,Supply / Input 1,Galvanic IEC60664-1,Supply / Input 2,Isolated IEC60664-1,Supply / Input 3,Circuit IEC60664-1,Supply / Output 1, IEC60664-1,Supply / Output 2, IEC60664-1,Output 1 / Output 2, IEC60664-1,Input 1 / Output 1, IEC60664-1,Input 1 / Output 2, IEC60664-1,Input 2 / Output 1, IEC60664-1,Input 2 / Output 2, IEC60664-1,Input 3 / Output 1, IEC60664-1,Input 3 / Output 2, IEC60664-1,Input 1 / Input 2, IEC60664-1,Input 2 / Input 3, IEC60664-1,Input 1 / Input 3,
K8DS-PH1 (1 C/O) K8AK-PH1 (2 C/O)_81.0 | Phase lost , Phase sequence, Over / undervoltage (symmetry windows mode), Over voltage, Undervoltage , Phase asymmetry, Disconnection of neutral, Voltage Regeneration, Extreme undervoltage, Extreme overvoltage, Extreme asymmetry,
K8DS-PH1 (1 C/O) K8AK-PH1 (2 C/O)_9.0 | IEC61810-1
K8DS-PH1 (1 C/O) K8AK-PH1 (2 C/O)_92.0 | IEC62314,Only for solid state output,
K8DS-PH1 (1 C/O) K8AK-PH1 (2 C/O)_93.0 | IEC62314,Only for solid state output,
K8DS-PH1 (1 C/O) K8AK-PH1 (2 C/O)_94.0 | Measurement method,
K8DS-PH1 (1 C/O) K8AK-PH1 (2 C/O)_95.0 | Phase lost , Phase sequence, Over / undervoltage (symmetry windows mode), Over voltage, Undervoltage , Phase asymmetry, Disconnection of neutral, Voltage Regeneration, Extreme undervoltage, Extreme Overvoltage, Extreme Asymmetry,
K8DS-PH1 (1 C/O) K8AK-PH1 (2 C/O)_96.0 | "OFF" delay, "ON" delay, Inhibition,
RM10TE00 | Same as RM17TE00 ¦ IEC60721-3-3,Climatic category, Same as RM17TE00 ¦ Germanisher Lloyd,Environmental category, Same as RM17TE00 ¦ IEC60947-5-1,Cyclic Damp Heat Test, Same as RM17TE00 ¦ ,Supply,Rated Same as RM17TE00 ¦ ,Input 1,Voltage Same as RM17TE00 ¦ ,Input 2,Spec Same as RM17TE00 ¦ ,Input 3, Same as RM17TE00 ¦ ,Output 1, Same as RM17TE00 ¦ ,Output 2, Same as RM17TE00 ¦ ,Measurement mode, Same as RM17TE00 Same as RM17TE00 Same as RM17TE00 Same as RM17TE00 Same as RM17TE00 ¦ ,MTTFd, Same as RM17TE00 ¦ ,B10d, Drawing / Diagram
RM10TE00_1.0 | Same as RM17TE00 ¦ ,Depth,
RM10TE00_10.0 | Same as RM17TE00
RM10TE00_11.0 | Same as RM17TE00 Same as RM17TE00
RM10TE00_12.0 | Same as RM17TE00 ¦ ,Operation,
RM10TE00_13.0 | Same as RM17TE00 ¦ ,Storage,
RM10TE00_14.0 | Same as RM17TE00 ¦ IEC60068-2-29
RM10TE00_15.0 | Same as RM17TE00 ¦ ,Cable stripping length,
RM10TE00_16.0 | Same as RM17TE00 ¦ ,Supply,Terminal Same as RM17TE00 ¦ ,Input 1, Same as RM17TE00 ¦ ,Input 2, Same as RM17TE00 ¦ ,Input 3, Same as RM17TE00 ¦ ,Output 1, Same as RM17TE00 ¦ ,Output 2,
RM10TE00_17.0 | Same as RM17TE00 ¦ IEC60947-1,Solid cable without cable end (screw terminal), Same as RM17TE00 ¦ IEC60947-1,Flexible cable with cable end (screw terminal), Same as RM17TE00 ¦ IEC60947-1,Solid cable (spring terminal), Same as RM17TE00 ¦ IEC60947-1,Flexible cable (spring terminal),
RM10TE00_18.0 | Same as RM17TE00
RM10TE00_19.0 | Same as RM17TE00
RM10TE00_2.0 | Same as RM17TE00 ¦ ,Height,
RM10TE00_20.0 | Same as RM17TE00 ¦ IEC60255-27,Supply / Input 1, Same as RM17TE00 ¦ IEC60255-27,Supply / Input 2, Same as RM17TE00 ¦ IEC60255-27,Supply / Input 3, Same as RM17TE00 ¦ IEC60255-27,Supply / Output 1, Same as RM17TE00 ¦ IEC60255-27,Supply / Output 2, Same as RM17TE00 ¦ IEC60255-27,Output 1 / Output 2, Same as RM17TE00 ¦ IEC60255-27,Input 1 / Output 1, Same as RM17TE00 ¦ IEC60255-27,Input 1 / Output 2, Same as RM17TE00 ¦ IEC60255-27,Input 2 / Output 1, Same as RM17TE00 ¦ IEC60255-27,Input 2 / Output 2, Same as RM17TE00 ¦ IEC60255-27,Input 3 / Output 1, Same as RM17TE00 ¦ IEC60255-27,Input 3 / Output 2, Same as RM17TE00 ¦ IEC60255-27,Input 1 / Input 2, Same as RM17TE00 ¦ IEC60255-27,Input 2 / Input 3, Same as RM17TE00 ¦ IEC60255-27,Input 1 / Input 3,
RM10TE00_21.0 | Same as RM17TE00 Same as RM17TE00 Same as RM17TE00 Same as RM17TE00
RM10TE00_22.0 | Same as RM17TE00
RM10TE00_23.0 | Same as RM17TE00 ¦ ,Generic immunity standard, Same as RM17TE00 ¦ IEC61000-4-2,Electrostatic discharge, Same as RM17TE00 ¦ IEC61000-4-3,Radiated RF & electromagnetic field, Same as RM17TE00 ¦ IEC61000-4-4,Fast transient / burst, Same as RM17TE00 ¦ IEC61000-4-5,Surge, Same as RM17TE00 ¦ IEC61000-4-6,Conducted RF disturbance, Same as RM17TE00 ¦ IEC61000-4-8,Power frequency magnetic field, Same as RM17TE00 ¦ IEC61000-4-11,Voltage dips, short interruption & variations on power line, Same as RM17TE00 ¦ IEC61000-4-18,1 MHz oscillation wave, Same as RM17TE00 ¦ IEC61000-4-29,DC voltage interruption, Same as RM17TE00 ¦ IEC61000-4-13,Low frequency harmonics, Same as RM17TE00 ¦ Germanisher Lloyd,Conducted low frequency interference (harmonics), Same as RM17TE00 ¦ ,Generic emission standard, Same as RM17TE00 ¦ EN55022 / CISPR22,Radiated RF & electromagnetic field (IT equiment), Same as RM17TE00 ¦ EN55011 / CISPR11,Radiated RF & electromagnetic field (Medical equiment), Same as RM17TE00 ¦ Germanisher Lloyd,Radiated emission from enclosure port, Same as RM17TE00 ¦ EN55022 / CISPR22,Conducted RF emission on power line (IT equiment), Same as RM17TE00 ¦ EN55011 / CISPR11,Conducted RF emission on power line (Medical equiment), Same as RM17TE00 ¦ Germanisher Lloyd,Conducted emission,
RM10TE00_24.0 | Same as RM17TE00 ¦ ,Phase cut, Same as RM17TE00 ¦ ,Phase sequence, Same as RM17TE00 ¦ ,Over / undervoltage (symmetry windows mode), Same as RM17TE00 ¦ ,Over voltage, Same as RM17TE00 ¦ ,Undervoltage , Same as RM17TE00 ¦ ,Phase asymmetry, Same as RM17TE00 ¦ ,Disconnection of neutral, Same as RM17TE00 ¦ ,Voltage Regeneration, Same as RM17TE00 ¦ ,Extreme undervoltage (Phase loss), Same as RM17TE00 ¦ ,Extreme Overvoltage, Same as RM17TE00 ¦ ,Extreme Asymmetry,
RM10TE00_25.0 | Same as RM17TE00 ¦ ,Rated frequency, Same as RM17TE00 ¦ ,Frequency operating range,
RM10TE00_26.0 | Same as RM17TE00 ¦ ,Input nominal voltage selection,
RM10TE00_27.0 | Same as RM17TE00 ¦ ,Input terminal,
RM10TE00_28.0 | Same as RM17TE00 ¦ ,Internal input resistance,
RM10TE00_29.0 | Same as RM17TE00 ¦ IEC60529,Terminal Block, Same as RM17TE00 ¦ IEC60529,Housing, Same as RM17TE00 ¦ IEC60529,Front Panel,
RM10TE00_298.0 | Same as RM17TE00
RM10TE00_3.0 | Same as RM17TE00 ¦ ,Width,
RM10TE00_30.0 | Same as RM17TE00 Same as RM17TE00 ¦ ,Power supply availability, Same as RM17TE00 ¦ ,Power supply not availability, Same as RM17TE00 ¦ ,Timing in-progress, Same as RM17TE00 ¦ ,Output is energized, Same as RM17TE00 ¦ ,Output is de-energized, Same as RM17TE00 ¦ ,Range Setting Changes, Same as RM17TE00 ¦ ,Phase Cut, Same as RM17TE00 ¦ ,Phase Sequence Swap, Same as RM17TE00 ¦ ,Undervoltage <U, Same as RM17TE00 ¦ ,Overvoltage >U, Same as RM17TE00 ¦ ,Phase Asymmetry, Same as RM17TE00 ¦ ,Voltage Regeneration, Same as RM17TE00 ¦ ,Extreme Undervoltage <U (Phase loss), Same as RM17TE00 ¦ ,Extreme Overvoltage >U, Same as RM17TE00 ¦ ,Extreme Phase Asymmetry,
RM10TE00_31.0 | CCC, CE, China ROHS
RM10TE00_32.0 | CCC, CE, China ROHS
RM10TE00_33.0 | Same as RM17TE00 ¦ IEC60068-2-30,Damp heat,XX
RM10TE00_34.0 | Same as RM17TE00 ¦ ,through Un power reset, Same as RM17TE00 ¦ ,through front panel reset, Same as RM17TE00 ¦ ,through input control reset,
RM10TE00_35.0 | Same as RM17TE00 ¦ ,on crossing the threshold, Same as RM17TE00 Same as RM17TE00 Same as RM17TE00 Same as RM17TE00
RM10TE00_36.0 | Same as RM17TE00 ¦ IEC60068-3-3
RM10TE00_37.0 | Same as RM17TE00 ¦ IEC60068-2-27
RM10TE00_38.0 | Same as RM17TE00 Same as RM17TE00
RM10TE00_39.0 | Same as RM17TE00
RM10TE00_4.0 | Same as RM17TE00 ¦ IEC60255-27,Supply / Input 1, Same as RM17TE00 ¦ IEC60255-27,Supply / Input 2, Same as RM17TE00 ¦ IEC60255-27,Supply / Input 3, Same as RM17TE00 ¦ IEC60255-27,Supply / Output 1, Same as RM17TE00 ¦ IEC60255-27,Supply / Output 2, Same as RM17TE00 ¦ IEC60255-27,Output 1 / Output 2, Same as RM17TE00 ¦ IEC60255-27,Input 1 / Output 1, Same as RM17TE00 ¦ IEC60255-27,Input 1 / Output 2, Same as RM17TE00 ¦ IEC60255-27,Input 2 / Output 1, Same as RM17TE00 ¦ IEC60255-27,Input 2 / Output 2, Same as RM17TE00 ¦ IEC60255-27,Input 3 / Output 1, Same as RM17TE00 ¦ IEC60255-27,Input 3 / Output 2, Same as RM17TE00 ¦ IEC60255-27,Input 1 / Input 2, Same as RM17TE00 ¦ IEC60255-27,Input 2 / Input 3, Same as RM17TE00 ¦ IEC60255-27,Input 1 / Input 3,
RM10TE00_40.0 | Same as RM17TE00 ¦ IEC60664-1
RM10TE00_41.0 | Same as RM17TE00 ¦ IEC60947-5-1
RM10TE00_42.0 | Same as RM17TE00 ¦ IEC60947-1,Tightening torque,
RM10TE00_43.0 | Same as RM17TE00 ¦ IEC60068-2-6
RM10TE00_44.0 | Same as RM17TE00 ¦ ,Setting accuracy,
RM10TE00_45.0 | Same as RM17TE00
RM10TE00_46.0 | Same as RM17TE00 ¦ ,Repeat accuracy (constant parameters),
RM10TE00_47.0 | Same as RM17TE00
RM10TE00_48.0 | Same as RM17TE00 ¦ ,MTTF, Same as RM17TE00 ¦ ,B10,
RM10TE00_49.0 | Same as RM17TE00 ¦ IEC60947-5-1,Relay Output by external fuse, Same as RM17TE00 ¦ IEC62314,Solid State Output by external fuse,
RM10TE00_5.0 | Same as RM17TE00
RM10TE00_50.0 | Same as RM17TE00 ¦ ,In relation to normal vertical mounting plane,
RM10TE00_51.0 | Same as RM17TE00 ¦ IEC/EN 60715,Without socket, Same as RM17TE00 ¦ IEC/EN 60715,With socket,
RM10TE00_53.0 | Same as RM17TE00
RM10TE00_54.0 | Same as RM17TE00
RM10TE00_55.0 | Same as RM17TE00 ¦ IEC60664-1
RM10TE00_58.0 | Same as RM17TE00 ¦ ,Maximum measuring cycles,
RM10TE00_59.0 | Same as RM17TE00 ¦ ,Maximum switching voltage, Same as RM17TE00 ¦ ,Maximum switching current, Same as RM17TE00 ¦ ,Maximum switching capacity,
RM10TE00_6.0 | Same as RM17TE00 ¦ IEC60947-4-1,AC-1, Same as RM17TE00 ¦ IEC60947-4-1,DC-1, Same as RM17TE00 ¦ IEC60947-5-1,AC-15, Same as RM17TE00 ¦ IEC60947-5-1,DC-13,
RM10TE00_60.0 | Same as RM17TE00 ¦ IEC60947-5-4,Minimum switching voltage, Same as RM17TE00 ¦ IEC60947-5-4,Minimum switching current, Same as RM17TE00 ¦ IEC60947-5-4,Minimum switching capacity,
RM10TE00_61.0 | Same as RM17TE00 ¦ ,Horizontal, Same as RM17TE00 ¦ ,Vertical,
RM10TE00_62.0 | Same as RM17TE00
RM10TE00_63.0 | Same as RM17TE00 ¦ ,R1 (11-12-14), Same as RM17TE00 ¦ ,R2 (21-22-24),
RM10TE00_64.0 | Same as RM17TE00
RM10TE00_65.0 | Same as RM17TE00
RM10TE00_66.0 | Same as RM17TE00 ¦ ,permissible input overload,
RM10TE00_67.0 | Same as RM17TE00
RM10TE00_68.0 | Same as RM17TE00 ¦ ,"OFF" delay, Same as RM17TE00 ¦ ,"ON" delay, Same as RM17TE00 ¦ ,Inhibition,
RM10TE00_69.0 | Same as RM17TE00 ¦ ,Phase cut, Same as RM17TE00 ¦ ,Phase sequence, Same as RM17TE00 ¦ ,Over / undervoltage (symmetry windows mode), Same as RM17TE00 ¦ ,Over voltage, Same as RM17TE00 ¦ ,Undervoltage , Same as RM17TE00 ¦ ,Phase asymmetry, Same as RM17TE00 ¦ ,Disconnection of neutral, Same as RM17TE00 ¦ ,Voltage Regeneration, Same as RM17TE00 ¦ ,Extreme undervoltage (Phase loss), Same as RM17TE00 ¦ ,Extreme Overvoltage, Same as RM17TE00 ¦ ,Extreme Asymmetry,
RM10TE00_7.0 | Same as RM17TE00 ¦ IEC60664-1,Supply, Same as RM17TE00 ¦ IEC60664-1,Input 1, Same as RM17TE00 ¦ IEC60664-1,Input 2, Same as RM17TE00 ¦ IEC60664-1,Input 3, Same as RM17TE00 ¦ IEC60664-1,Output 1, Same as RM17TE00 ¦ IEC60664-1,Output 2, Same as RM17TE00 ¦ IEC60664-1,Supply / Input 1,Galvanic Same as RM17TE00 ¦ IEC60664-1,Supply / Input 2,Isolated Same as RM17TE00 ¦ IEC60664-1,Supply / Input 3,Circuit Same as RM17TE00 ¦ IEC60664-1,Supply / Output 1, Same as RM17TE00 ¦ IEC60664-1,Supply / Output 2, Same as RM17TE00 ¦ IEC60664-1,Output 1 / Output 2, Same as RM17TE00 ¦ IEC60664-1,Input 1 / Output 1, Same as RM17TE00 ¦ IEC60664-1,Input 1 / Output 2, Same as RM17TE00 ¦ IEC60664-1,Input 2 / Output 1, Same as RM17TE00 ¦ IEC60664-1,Input 2 / Output 2, Same as RM17TE00 ¦ IEC60664-1,Input 3 / Output 1, Same as RM17TE00 ¦ IEC60664-1,Input 3 / Output 2, Same as RM17TE00 ¦ IEC60664-1,Input 1 / Input 2, Same as RM17TE00 ¦ IEC60664-1,Input 2 / Input 3, Same as RM17TE00 ¦ IEC60664-1,Input 1 / Input 3,
RM10TE00_70.0 | Same as RM17TE00 Same as RM17TE00
RM10TE00_71.0 | Same as RM17TE00 ¦ ,Measurement error with supply voltage variation, Same as RM17TE00 ¦ ,Measurement error with temperature variation,
RM10TE00_77.0 | Same as RM17TE00 ¦ IEC61810-1,Rated switching current,
RM10TE00_78.0 | Same as RM17TE00 ¦ IEC61810-1,Rated switching voltage,
RM10TE00_8.0 | Same as RM17TE00 ¦ IEC60664-1,Supply, Same as RM17TE00 ¦ IEC60664-1,Input 1, Same as RM17TE00 ¦ IEC60664-1,Input 2, Same as RM17TE00 ¦ IEC60664-1,Input 3, Same as RM17TE00 ¦ IEC60664-1,Output 1, Same as RM17TE00 ¦ IEC60664-1,Output 2, Same as RM17TE00 ¦ IEC60664-1,Supply / Input 1,Galvanic Same as RM17TE00 ¦ IEC60664-1,Supply / Input 2,Isolated Same as RM17TE00 ¦ IEC60664-1,Supply / Input 3,Circuit Same as RM17TE00 ¦ IEC60664-1,Supply / Output 1, Same as RM17TE00 ¦ IEC60664-1,Supply / Output 2, Same as RM17TE00 ¦ IEC60664-1,Output 1 / Output 2, Same as RM17TE00 ¦ IEC60664-1,Input 1 / Output 1, Same as RM17TE00 ¦ IEC60664-1,Input 1 / Output 2, Same as RM17TE00 ¦ IEC60664-1,Input 2 / Output 1, Same as RM17TE00 ¦ IEC60664-1,Input 2 / Output 2, Same as RM17TE00 ¦ IEC60664-1,Input 3 / Output 1, Same as RM17TE00 ¦ IEC60664-1,Input 3 / Output 2, Same as RM17TE00 ¦ IEC60664-1,Input 1 / Input 2, Same as RM17TE00 ¦ IEC60664-1,Input 2 / Input 3, Same as RM17TE00 ¦ IEC60664-1,Input 1 / Input 3,
RM10TE00_81.0 | Same as RM17TE00 ¦ ,Phase lost , Same as RM17TE00 ¦ ,Phase sequence, Same as RM17TE00 ¦ ,Over / undervoltage (symmetry windows mode), Same as RM17TE00 ¦ ,Over voltage, Same as RM17TE00 ¦ ,Undervoltage , Same as RM17TE00 ¦ ,Phase asymmetry, Same as RM17TE00 ¦ ,Disconnection of neutral, Same as RM17TE00 ¦ ,Voltage Regeneration, Same as RM17TE00 ¦ ,Extreme undervoltage, Same as RM17TE00 ¦ ,Extreme overvoltage, Same as RM17TE00 ¦ ,Extreme asymmetry,
RM10TE00_9.0 | Same as RM17TE00 ¦ IEC61810-1
RM10TE00_92.0 | Same as RM17TE00 ¦ IEC62314,Only for solid state output,
RM10TE00_93.0 | Same as RM17TE00 ¦ IEC62314,Only for solid state output,
RM10TE00_94.0 | Same as RM17TE00 ¦ ,Measurement method,
RM10TE00_95.0 | Same as RM17TE00 ¦ ,Phase lost , Same as RM17TE00 ¦ ,Phase sequence, Same as RM17TE00 ¦ ,Over / undervoltage (symmetry windows mode), Same as RM17TE00 ¦ ,Over voltage, Same as RM17TE00 ¦ ,Undervoltage , Same as RM17TE00 ¦ ,Phase asymmetry, Same as RM17TE00 ¦ ,Disconnection of neutral, Same as RM17TE00 ¦ ,Voltage Regeneration, Same as RM17TE00 ¦ ,Extreme undervoltage, Same as RM17TE00 ¦ ,Extreme Overvoltage, Same as RM17TE00 ¦ ,Extreme Asymmetry,
RM10TE00_96.0 | Same as RM17TE00 ¦ ,"OFF" delay, Same as RM17TE00 ¦ ,"ON" delay, Same as RM17TE00 ¦ ,Inhibition,
RM10TG00 | Same as RM17TG00 ¦ IEC60721-3-3,Climatic category, Same as RM17TG00 ¦ Germanisher Lloyd,Environmental category, Same as RM17TG00 ¦ IEC60947-5-1,Cyclic Damp Heat Test, Same as RM17TG00 ¦ ,Supply,Rated Same as RM17TG00 ¦ ,Input 1,Voltage Same as RM17TG00 ¦ ,Input 2,Spec Same as RM17TG00 ¦ ,Input 3, Same as RM17TG00 ¦ ,Output 1, Same as RM17TG00 ¦ ,Output 2, Same as RM17TG00 ¦ ,Measurement mode, Same as RM17TG00 Same as RM17TG00 Same as RM17TG00 Same as RM17TG00 Same as RM17TG00 ¦ ,MTTFd, Same as RM17TG00 ¦ ,B10d, Drawing / Diagram
RM10TG00_1.0 | Same as RM17TG00 ¦ ,Depth,
RM10TG00_10.0 | Same as RM17TG00
RM10TG00_11.0 | Same as RM17TG00 Same as RM17TG00
RM10TG00_12.0 | Same as RM17TG00 ¦ ,Operation,
RM10TG00_13.0 | Same as RM17TG00 ¦ ,Storage,
RM10TG00_14.0 | Same as RM17TG00 ¦ IEC60068-2-29
RM10TG00_15.0 | Same as RM17TG00 ¦ ,Cable stripping length,
RM10TG00_16.0 | Same as RM17TG00 ¦ ,Supply,Terminal Same as RM17TG00 ¦ ,Input 1, Same as RM17TG00 ¦ ,Input 2, Same as RM17TG00 ¦ ,Input 3, Same as RM17TG00 ¦ ,Output 1, Same as RM17TG00 ¦ ,Output 2,
RM10TG00_17.0 | Same as RM17TG00 ¦ IEC60947-1,Solid cable without cable end (screw terminal), Same as RM17TG00 ¦ IEC60947-1,Flexible cable with cable end (screw terminal), Same as RM17TG00 ¦ IEC60947-1,Solid cable (spring terminal), Same as RM17TG00 ¦ IEC60947-1,Flexible cable (spring terminal),
RM10TG00_18.0 | Same as RM17TG00
RM10TG00_19.0 | Same as RM17TG00
RM10TG00_2.0 | Same as RM17TG00 ¦ ,Height,
RM10TG00_20.0 | Same as RM17TG00 ¦ IEC60255-27,Supply / Input 1, Same as RM17TG00 ¦ IEC60255-27,Supply / Input 2, Same as RM17TG00 ¦ IEC60255-27,Supply / Input 3, Same as RM17TG00 ¦ IEC60255-27,Supply / Output 1, Same as RM17TG00 ¦ IEC60255-27,Supply / Output 2, Same as RM17TG00 ¦ IEC60255-27,Output 1 / Output 2, Same as RM17TG00 ¦ IEC60255-27,Input 1 / Output 1, Same as RM17TG00 ¦ IEC60255-27,Input 1 / Output 2, Same as RM17TG00 ¦ IEC60255-27,Input 2 / Output 1, Same as RM17TG00 ¦ IEC60255-27,Input 2 / Output 2, Same as RM17TG00 ¦ IEC60255-27,Input 3 / Output 1, Same as RM17TG00 ¦ IEC60255-27,Input 3 / Output 2, Same as RM17TG00 ¦ IEC60255-27,Input 1 / Input 2, Same as RM17TG00 ¦ IEC60255-27,Input 2 / Input 3, Same as RM17TG00 ¦ IEC60255-27,Input 1 / Input 3,
RM10TG00_21.0 | Same as RM17TG00 Same as RM17TG00 Same as RM17TG00 Same as RM17TG00
RM10TG00_22.0 | Same as RM17TG00
RM10TG00_23.0 | Same as RM17TG00 ¦ ,Generic immunity standard, Same as RM17TG00 ¦ IEC61000-4-2,Electrostatic discharge, Same as RM17TG00 ¦ IEC61000-4-3,Radiated RF & electromagnetic field, Same as RM17TG00 ¦ IEC61000-4-4,Fast transient / burst, Same as RM17TG00 ¦ IEC61000-4-5,Surge, Same as RM17TG00 ¦ IEC61000-4-6,Conducted RF disturbance, Same as RM17TG00 ¦ IEC61000-4-8,Power frequency magnetic field, Same as RM17TG00 ¦ IEC61000-4-11,Voltage dips, short interruption & variations on power line, Same as RM17TG00 ¦ IEC61000-4-18,1 MHz oscillation wave, Same as RM17TG00 ¦ IEC61000-4-29,DC voltage interruption, Same as RM17TG00 ¦ IEC61000-4-13,Low frequency harmonics, Same as RM17TG00 ¦ Germanisher Lloyd,Conducted low frequency interference (harmonics), Same as RM17TG00 ¦ ,Generic emission standard, Same as RM17TG00 ¦ EN55022 / CISPR22,Radiated RF & electromagnetic field (IT equiment), Same as RM17TG00 ¦ EN55011 / CISPR11,Radiated RF & electromagnetic field (Medical equiment), Same as RM17TG00 ¦ Germanisher Lloyd,Radiated emission from enclosure port, Same as RM17TG00 ¦ EN55022 / CISPR22,Conducted RF emission on power line (IT equiment), Same as RM17TG00 ¦ EN55011 / CISPR11,Conducted RF emission on power line (Medical equiment), Same as RM17TG00 ¦ Germanisher Lloyd,Conducted emission,
RM10TG00_24.0 | Same as RM17TG00 ¦ ,Phase cut, Same as RM17TG00 ¦ ,Phase sequence, Same as RM17TG00 ¦ ,Over / undervoltage (symmetry windows mode), Same as RM17TG00 ¦ ,Over voltage, Same as RM17TG00 ¦ ,Undervoltage , Same as RM17TG00 ¦ ,Phase asymmetry, Same as RM17TG00 ¦ ,Disconnection of neutral, Same as RM17TG00 ¦ ,Voltage Regeneration, Same as RM17TG00 ¦ ,Extreme undervoltage (Phase loss), Same as RM17TG00 ¦ ,Extreme Overvoltage, Same as RM17TG00 ¦ ,Extreme Asymmetry,
RM10TG00_25.0 | Same as RM17TG00 ¦ ,Rated frequency, Same as RM17TG00 ¦ ,Frequency operating range,
RM10TG00_26.0 | Same as RM17TG00 ¦ ,Input nominal voltage selection,
RM10TG00_27.0 | Same as RM17TG00 ¦ ,Input terminal,
RM10TG00_28.0 | Same as RM17TG00 ¦ ,Internal input resistance,
RM10TG00_29.0 | Same as RM17TG00 ¦ IEC60529,Terminal Block, Same as RM17TG00 ¦ IEC60529,Housing, Same as RM17TG00 ¦ IEC60529,Front Panel,
RM10TG00_298.0 | Same as RM17TG00
RM10TG00_3.0 | Same as RM17TG00 ¦ ,Width,
RM10TG00_30.0 | Same as RM17TG00 Same as RM17TG00 ¦ ,Power supply availability, Same as RM17TG00 ¦ ,Power supply not availability, Same as RM17TG00 ¦ ,Timing in-progress, Same as RM17TG00 ¦ ,Output is energized, Same as RM17TG00 ¦ ,Output is de-energized, Same as RM17TG00 ¦ ,Range Setting Changes, Same as RM17TG00 ¦ ,Phase Cut, Same as RM17TG00 ¦ ,Phase Sequence Swap, Same as RM17TG00 ¦ ,Undervoltage <U, Same as RM17TG00 ¦ ,Overvoltage >U, Same as RM17TG00 ¦ ,Phase Asymmetry, Same as RM17TG00 ¦ ,Voltage Regeneration, Same as RM17TG00 ¦ ,Extreme Undervoltage <U (Phase loss), Same as RM17TG00 ¦ ,Extreme Overvoltage >U, Same as RM17TG00 ¦ ,Extreme Phase Asymmetry,
RM10TG00_31.0 | CCC, CE, China ROHS
RM10TG00_32.0 | CCC, CE, China ROHS
RM10TG00_33.0 | Same as RM17TG00 ¦ IEC60068-2-30,Damp heat,XX
RM10TG00_34.0 | Same as RM17TG00 ¦ ,through Un power reset, Same as RM17TG00 ¦ ,through front panel reset, Same as RM17TG00 ¦ ,through input control reset,
RM10TG00_35.0 | Same as RM17TG00 ¦ ,on crossing the threshold, Same as RM17TG00 Same as RM17TG00 Same as RM17TG00 Same as RM17TG00
RM10TG00_36.0 | Same as RM17TG00 ¦ IEC60068-3-3
RM10TG00_37.0 | Same as RM17TG00 ¦ IEC60068-2-27
RM10TG00_38.0 | Same as RM17TG00 Same as RM17TG00
RM10TG00_39.0 | Same as RM17TG00
RM10TG00_4.0 | Same as RM17TG00 ¦ IEC60255-27,Supply / Input 1, Same as RM17TG00 ¦ IEC60255-27,Supply / Input 2, Same as RM17TG00 ¦ IEC60255-27,Supply / Input 3, Same as RM17TG00 ¦ IEC60255-27,Supply / Output 1, Same as RM17TG00 ¦ IEC60255-27,Supply / Output 2, Same as RM17TG00 ¦ IEC60255-27,Output 1 / Output 2, Same as RM17TG00 ¦ IEC60255-27,Input 1 / Output 1, Same as RM17TG00 ¦ IEC60255-27,Input 1 / Output 2, Same as RM17TG00 ¦ IEC60255-27,Input 2 / Output 1, Same as RM17TG00 ¦ IEC60255-27,Input 2 / Output 2, Same as RM17TG00 ¦ IEC60255-27,Input 3 / Output 1, Same as RM17TG00 ¦ IEC60255-27,Input 3 / Output 2, Same as RM17TG00 ¦ IEC60255-27,Input 1 / Input 2, Same as RM17TG00 ¦ IEC60255-27,Input 2 / Input 3, Same as RM17TG00 ¦ IEC60255-27,Input 1 / Input 3,
RM10TG00_40.0 | Same as RM17TG00 ¦ IEC60664-1
RM10TG00_41.0 | Same as RM17TG00 ¦ IEC60947-5-1
RM10TG00_42.0 | Same as RM17TG00 ¦ IEC60947-1,Tightening torque,
RM10TG00_43.0 | Same as RM17TG00 ¦ IEC60068-2-6
RM10TG00_44.0 | Same as RM17TG00 ¦ ,Setting accuracy,
RM10TG00_45.0 | Same as RM17TG00
RM10TG00_46.0 | Same as RM17TG00 ¦ ,Repeat accuracy (constant parameters),
RM10TG00_47.0 | Same as RM17TG00
RM10TG00_48.0 | Same as RM17TG00 ¦ ,MTTF, Same as RM17TG00 ¦ ,B10,
RM10TG00_49.0 | Same as RM17TG00 ¦ IEC60947-5-1,Relay Output by external fuse, Same as RM17TG00 ¦ IEC62314,Solid State Output by external fuse,
RM10TG00_5.0 | Same as RM17TG00
RM10TG00_50.0 | Same as RM17TG00 ¦ ,In relation to normal vertical mounting plane,
RM10TG00_51.0 | Same as RM17TG00 ¦ IEC/EN 60715,Without socket, Same as RM17TG00 ¦ IEC/EN 60715,With socket,
RM10TG00_53.0 | Same as RM17TG00
RM10TG00_54.0 | Same as RM17TG00
RM10TG00_55.0 | Same as RM17TG00 ¦ IEC60664-1
RM10TG00_58.0 | Same as RM17TG00 ¦ ,Maximum measuring cycles,
RM10TG00_59.0 | Same as RM17TG00 ¦ ,Maximum switching voltage, Same as RM17TG00 ¦ ,Maximum switching current, Same as RM17TG00 ¦ ,Maximum switching capacity,
RM10TG00_6.0 | Same as RM17TG00 ¦ IEC60947-4-1,AC-1, Same as RM17TG00 ¦ IEC60947-4-1,DC-1, Same as RM17TG00 ¦ IEC60947-5-1,AC-15, Same as RM17TG00 ¦ IEC60947-5-1,DC-13,
RM10TG00_60.0 | Same as RM17TG00 ¦ IEC60947-5-4,Minimum switching voltage, Same as RM17TG00 ¦ IEC60947-5-4,Minimum switching current, Same as RM17TG00 ¦ IEC60947-5-4,Minimum switching capacity,
RM10TG00_61.0 | Same as RM17TG00 ¦ ,Horizontal, Same as RM17TG00 ¦ ,Vertical,
RM10TG00_62.0 | Same as RM17TG00
RM10TG00_63.0 | Same as RM17TG00 ¦ ,R1 (11-12-14), Same as RM17TG00 ¦ ,R2 (21-22-24),
RM10TG00_64.0 | Same as RM17TG00
RM10TG00_65.0 | Same as RM17TG00
RM10TG00_66.0 | Same as RM17TG00 ¦ ,permissible input overload,
RM10TG00_67.0 | Same as RM17TG00
RM10TG00_68.0 | Same as RM17TG00 ¦ ,"OFF" delay, Same as RM17TG00 ¦ ,"ON" delay, Same as RM17TG00 ¦ ,Inhibition,
RM10TG00_69.0 | Same as RM17TG00 ¦ ,Phase cut, Same as RM17TG00 ¦ ,Phase sequence, Same as RM17TG00 ¦ ,Over / undervoltage (symmetry windows mode), Same as RM17TG00 ¦ ,Over voltage, Same as RM17TG00 ¦ ,Undervoltage , Same as RM17TG00 ¦ ,Phase asymmetry, Same as RM17TG00 ¦ ,Disconnection of neutral, Same as RM17TG00 ¦ ,Voltage Regeneration, Same as RM17TG00 ¦ ,Extreme undervoltage (Phase loss), Same as RM17TG00 ¦ ,Extreme Overvoltage, Same as RM17TG00 ¦ ,Extreme Asymmetry,
RM10TG00_7.0 | Same as RM17TG00 ¦ IEC60664-1,Supply, Same as RM17TG00 ¦ IEC60664-1,Input 1, Same as RM17TG00 ¦ IEC60664-1,Input 2, Same as RM17TG00 ¦ IEC60664-1,Input 3, Same as RM17TG00 ¦ IEC60664-1,Output 1, Same as RM17TG00 ¦ IEC60664-1,Output 2, Same as RM17TG00 ¦ IEC60664-1,Supply / Input 1,Galvanic Same as RM17TG00 ¦ IEC60664-1,Supply / Input 2,Isolated Same as RM17TG00 ¦ IEC60664-1,Supply / Input 3,Circuit Same as RM17TG00 ¦ IEC60664-1,Supply / Output 1, Same as RM17TG00 ¦ IEC60664-1,Supply / Output 2, Same as RM17TG00 ¦ IEC60664-1,Output 1 / Output 2, Same as RM17TG00 ¦ IEC60664-1,Input 1 / Output 1, Same as RM17TG00 ¦ IEC60664-1,Input 1 / Output 2, Same as RM17TG00 ¦ IEC60664-1,Input 2 / Output 1, Same as RM17TG00 ¦ IEC60664-1,Input 2 / Output 2, Same as RM17TG00 ¦ IEC60664-1,Input 3 / Output 1, Same as RM17TG00 ¦ IEC60664-1,Input 3 / Output 2, Same as RM17TG00 ¦ IEC60664-1,Input 1 / Input 2, Same as RM17TG00 ¦ IEC60664-1,Input 2 / Input 3, Same as RM17TG00 ¦ IEC60664-1,Input 1 / Input 3,
RM10TG00_70.0 | Same as RM17TG00 Same as RM17TG00
RM10TG00_71.0 | Same as RM17TG00 ¦ ,Measurement error with supply voltage variation, Same as RM17TG00 ¦ ,Measurement error with temperature variation,
RM10TG00_77.0 | Same as RM17TG00 ¦ IEC61810-1,Rated switching current,
RM10TG00_78.0 | Same as RM17TG00 ¦ IEC61810-1,Rated switching voltage,
RM10TG00_8.0 | Same as RM17TG00 ¦ IEC60664-1,Supply, Same as RM17TG00 ¦ IEC60664-1,Input 1, Same as RM17TG00 ¦ IEC60664-1,Input 2, Same as RM17TG00 ¦ IEC60664-1,Input 3, Same as RM17TG00 ¦ IEC60664-1,Output 1, Same as RM17TG00 ¦ IEC60664-1,Output 2, Same as RM17TG00 ¦ IEC60664-1,Supply / Input 1,Galvanic Same as RM17TG00 ¦ IEC60664-1,Supply / Input 2,Isolated Same as RM17TG00 ¦ IEC60664-1,Supply / Input 3,Circuit Same as RM17TG00 ¦ IEC60664-1,Supply / Output 1, Same as RM17TG00 ¦ IEC60664-1,Supply / Output 2, Same as RM17TG00 ¦ IEC60664-1,Output 1 / Output 2, Same as RM17TG00 ¦ IEC60664-1,Input 1 / Output 1, Same as RM17TG00 ¦ IEC60664-1,Input 1 / Output 2, Same as RM17TG00 ¦ IEC60664-1,Input 2 / Output 1, Same as RM17TG00 ¦ IEC60664-1,Input 2 / Output 2, Same as RM17TG00 ¦ IEC60664-1,Input 3 / Output 1, Same as RM17TG00 ¦ IEC60664-1,Input 3 / Output 2, Same as RM17TG00 ¦ IEC60664-1,Input 1 / Input 2, Same as RM17TG00 ¦ IEC60664-1,Input 2 / Input 3, Same as RM17TG00 ¦ IEC60664-1,Input 1 / Input 3,
RM10TG00_81.0 | Same as RM17TG00 ¦ ,Phase lost , Same as RM17TG00 ¦ ,Phase sequence, Same as RM17TG00 ¦ ,Over / undervoltage (symmetry windows mode), Same as RM17TG00 ¦ ,Over voltage, Same as RM17TG00 ¦ ,Undervoltage , Same as RM17TG00 ¦ ,Phase asymmetry, Same as RM17TG00 ¦ ,Disconnection of neutral, Same as RM17TG00 ¦ ,Voltage Regeneration, Same as RM17TG00 ¦ ,Extreme undervoltage, Same as RM17TG00 ¦ ,Extreme overvoltage, Same as RM17TG00 ¦ ,Extreme asymmetry,
RM10TG00_9.0 | Same as RM17TG00 ¦ IEC61810-1
RM10TG00_92.0 | Same as RM17TG00 ¦ IEC62314,Only for solid state output,
RM10TG00_93.0 | Same as RM17TG00 ¦ IEC62314,Only for solid state output,
RM10TG00_94.0 | Same as RM17TG00 ¦ ,Measurement method,
RM10TG00_95.0 | Same as RM17TG00 ¦ ,Phase lost , Same as RM17TG00 ¦ ,Phase sequence, Same as RM17TG00 ¦ ,Over / undervoltage (symmetry windows mode), Same as RM17TG00 ¦ ,Over voltage, Same as RM17TG00 ¦ ,Undervoltage , Same as RM17TG00 ¦ ,Phase asymmetry, Same as RM17TG00 ¦ ,Disconnection of neutral, Same as RM17TG00 ¦ ,Voltage Regeneration, Same as RM17TG00 ¦ ,Extreme undervoltage, Same as RM17TG00 ¦ ,Extreme Overvoltage, Same as RM17TG00 ¦ ,Extreme Asymmetry,
RM10TG00_96.0 | Same as RM17TG00 ¦ ,"OFF" delay, Same as RM17TG00 ¦ ,"ON" delay, Same as RM17TG00 ¦ ,Inhibition,
RM17JC00MW | Not specified ¦ IEC60721-3-3,Climatic category, Germanisher Lloyd,Environmental category, IEC60947-5-1,Cyclic Damp Heat Test, 600 ¦ ,Supply,Rated 600 ¦ ,Input 1,Voltage Input 2,Spec Input 3, Output 1, Output 2, - ¦ ,Over / undercurrent (windows mode), · ¦ ,Over current, - ¦ ,Under current, ~ 2000…20000 - ¦ ,E1-M / B1-C, - ¦ ,E2-M / B2-C, - ¦ ,E3-M / B3-C, A1+ / A2-, · ¦ ,Built in current transformer, - ¦ ,E1-M / B1-C, - ¦ ,E2-M / B2-C, - ¦ ,E3-M / B3-C, A1+ / A2-, ~ 2000…20000 ¦ ,Built in current transformer, - ¦ ,E1-M / B1-C, - ¦ ,E2-M / B2-C, - ¦ ,E3-M / B3-C, A1+ / A2-, Adjustable 10%...100% of 20000 ¦ ,Built in current transformer, - ¦ ,E1-M / B1-C, - ¦ ,E2-M / B2-C, - ¦ ,E3-M / B3-C, A1+ / A2-, Fixed 15% of threshold setting ¦ ,Built in current transformer, Current transformer Turning conductor around current transformer 50 / 60 40…70 +/- 10% of full scale value +/- 0.5% < 1% over whole range 0.05% / oC 30 True RMS MTTFd, B10d,
RM17JC00MW_1.0 | Depth,
RM17JC00MW_10.0 | =< 500
RM17JC00MW_11.0 | ~/-- 24…240 ~/-- 20.4…264
RM17JC00MW_12.0 | -20…+50 ¦ ,Operation,
RM17JC00MW_13.0 | -40…+70 ¦ ,Storage,
RM17JC00MW_14.0 | IEC60068-2-29
RM17JC00MW_15.0 | Not specified ¦ ,Cable stripping length,
RM17JC00MW_16.0 | Supply,Terminal Input 1, Input 2, Input 3, Output 1, 600 ¦ ,Output 2,
RM17JC00MW_17.0 | 1 conductor:0.5…4 (AWG20…AWG11) 2 conductor:0.5…2.5 (AWG20…AWG14) ¦ IEC60947-1,Solid cable without cable end (screw terminal), 1 conductor:0.2…2.5 (AWG24…AWG12) 2 conductor:0.2…1.5 (AWG24…AWG16) ¦ IEC60947-1,Flexible cable with cable end (screw terminal), - ¦ IEC60947-1,Solid cable (spring terminal), - ¦ IEC60947-1,Flexible cable (spring terminal),
RM17JC00MW_18.0 | Cadmium free
RM17JC00MW_19.0
RM17JC00MW_2.0 | Height,
RM17JC00MW_20.0 | Yes ¦ IEC60255-27,Supply / Input 1, Yes ¦ IEC60255-27,Supply / Input 2, Yes ¦ IEC60255-27,Supply / Input 3, IEC60255-27,Supply / Output 1, IEC60255-27,Supply / Output 2, IEC60255-27,Output 1 / Output 2, IEC60255-27,Input 1 / Output 1, IEC60255-27,Input 1 / Output 2, IEC60255-27,Input 2 / Output 1, IEC60255-27,Input 2 / Output 2, IEC60255-27,Input 3 / Output 1, IEC60255-27,Input 3 / Output 2, IEC60255-27,Input 1 / Input 2, IEC60255-27,Input 2 / Input 3, IEC60255-27,Input 1 / Input 3,
RM17JC00MW_21.0 | EN60255-6, IEC60255-6 No 73/23/EEC + 93/68/EEC No 89/336/EEC + 92/31/EEC + 93/68/EEC 2002/95/EC
RM17JC00MW_22.0 | Not specified
RM17JC00MW_23.0 | IEC61000-6-2 ¦ ,Generic immunity standard, Level 3 (6kV / 8kV) ¦ IEC61000-4-2,Electrostatic discharge, Level 3 (10V/m) ¦ IEC61000-4-3,Radiated RF & electromagnetic field, Level 3 (2kV coupling / 4kV direct) ¦ IEC61000-4-4,Fast transient / burst, Level 3 (1kV phase-phase) ¦ IEC61000-4-5,Surge, Level 3 (10V) ¦ IEC61000-4-6,Conducted RF disturbance, IEC61000-4-8,Power frequency magnetic field, Class 3 (0%, 40%, 70%, 80% of Us) ¦ IEC61000-4-11,Voltage dips, short interruption & variations on power line, IEC61000-4-18,1 MHz oscillation wave, IEC61000-4-29,DC voltage interruption, Not tested ¦ IEC61000-4-13,Low frequency harmonics, · ¦ Germanisher Lloyd,Conducted low frequency interference (harmonics), IEC61000-6-3, IEC61000-6-4 ¦ ,Generic emission standard, Class B ¦ EN55022 / CISPR22,Radiated RF & electromagnetic field (IT equiment), Class B ¦ EN55011 / CISPR11,Radiated RF & electromagnetic field (Medical equiment), EMC 2 ¦ Germanisher Lloyd,Radiated emission from enclosure port, Class B ¦ EN55022 / CISPR22,Conducted RF emission on power line (IT equiment), Class B ¦ EN55011 / CISPR11,Conducted RF emission on power line (Medical equiment), EMC 2 ¦ Germanisher Lloyd,Conducted emission,
RM17JC00MW_29.0 | IP20 ¦ IEC60529,Terminal Block, IP30 ¦ IEC60529,Housing, IEC60529,Front Panel,
RM17JC00MW_298.0 | 110
RM17JC00MW_3.0 | 17.5 x 90 x 72 ¦ ,Width,
RM17JC00MW_30.0 | Power supply availability, Power supply not availability, Timing in-progress, Output is energized, Output is de-energized, Range Setting Changes,
RM17JC00MW_31.0 | UL, CSA, GL, C-Tick, GOST, CE, CCC
RM17JC00MW_32.0 | UL, CSA, GL, C-Tick, GOST, CCC
RM17JC00MW_33.0 | 2 cycles 24h ;+25°C +55°C 95%HR ¦ IEC60068-2-30,Damp heat,
RM17JC00MW_34.0 | - ¦ ,through Un power reset, through front panel reset, through input control reset,
RM17JC00MW_35.0 | =< 200 ¦ ,on crossing the threshold,
RM17JC00MW_36.0 | IEC60068-3-3
RM17JC00MW_37.0 | 5 gn ¦ IEC60068-2-27
RM17JC00MW_38.0 | 50 / 60 45…66
RM17JC00MW_39.0 | A1-A2
RM17JC00MW_4.0 | IEC60255-27,Supply / Input 1, IEC60255-27,Supply / Input 2, IEC60255-27,Supply / Input 3, IEC60255-27,Supply / Output 1, IEC60255-27,Supply / Output 2, IEC60255-27,Output 1 / Output 2, IEC60255-27,Input 1 / Output 1, IEC60255-27,Input 1 / Output 2, IEC60255-27,Input 2 / Output 1, IEC60255-27,Input 2 / Output 2, IEC60255-27,Input 3 / Output 1, IEC60255-27,Input 3 / Output 2, IEC60255-27,Input 1 / Input 2, IEC60255-27,Input 2 / Input 3, IEC60255-27,Input 1 / Input 3,
RM17JC00MW_40.0 | 3 ¦ IEC60664-1
RM17JC00MW_41.0 | IEC60947-5-1
RM17JC00MW_42.0 | 0.6…1 ¦ IEC60947-1,Tightening torque,
RM17JC00MW_43.0 | 0.035mm from 10Hz…150Hz ¦ IEC60068-2-6
RM17JC00MW_45.0 | -
RM17JC00MW_47.0 | -
RM17JC00MW_48.0 | MTTF, B10,
RM17JC00MW_49.0 | IEC60947-5-1,Relay Output by external fuse, IEC62314,Solid State Output by external fuse,
RM17JC00MW_5.0 | 10
RM17JC00MW_50.0 | Any position ¦ ,In relation to normal vertical mounting plane,
RM17JC00MW_51.0 | On Top Hat 35mm DIN rail ¦ IEC/EN 60715,Without socket, - ¦ IEC/EN 60715,With socket,
RM17JC00MW_53.0 | 11-12-14
RM17JC00MW_54.0 | 1 x C/O relay contacts
RM17JC00MW_55.0 | III ¦ IEC60664-1
RM17JC00MW_59.0 | ~ 250 ¦ ,Maximum switching voltage, 8 ¦ ,Maximum switching current, 2000 ¦ ,Maximum switching capacity,
RM17JC00MW_6.0 | 1 x 105 switching cycles ¦ IEC60947-4-1,AC-1, IEC60947-4-1,DC-1, IEC60947-5-1,AC-15, IEC60947-5-1,DC-13,
RM17JC00MW_60.0 | 5 ¦ IEC60947-5-4,Minimum switching voltage, 10 ¦ IEC60947-5-4,Minimum switching current, 50 ¦ IEC60947-5-4,Minimum switching capacity,
RM17JC00MW_61.0 | Not specified ¦ ,Horizontal, Not specified ¦ ,Vertical,
RM17JC00MW_62.0
RM17JC00MW_63.0 | Selectable energized/de-energized on fault-free ¦ ,R1 (11-12-14), R2 (21-22-24),
RM17JC00MW_64.0
RM17JC00MW_65.0
RM17JC00MW_67.0 | ~ 3VA, -- 1W
RM17JC00MW_68.0 | - ¦ ,"OFF" delay, - ¦ ,"ON" delay, - ¦ ,Inhibition,
RM17JC00MW_7.0 | IEC60664-1,Supply, IEC60664-1,Input 1, IEC60664-1,Input 2, IEC60664-1,Input 3, IEC60664-1,Output 1, IEC60664-1,Output 2, IEC60664-1,Supply / Input 1,Galvanic IEC60664-1,Supply / Input 2,Isolated IEC60664-1,Supply / Input 3,Circuit IEC60664-1,Supply / Output 1, IEC60664-1,Supply / Output 2, IEC60664-1,Output 1 / Output 2, IEC60664-1,Input 1 / Output 1, IEC60664-1,Input 1 / Output 2, IEC60664-1,Input 2 / Output 1, > 500MOhm @ -- 500V ¦ IEC60664-1,Input 2 / Output 2, IEC60664-1,Input 3 / Output 1, IEC60664-1,Input 3 / Output 2, IEC60664-1,Input 1 / Input 2, IEC60664-1,Input 2 / Input 3, IEC60664-1,Input 1 / Input 3,
RM17JC00MW_70.0 | - -
RM17JC00MW_77.0 | IEC61810-1,Rated switching current,
RM17JC00MW_78.0 | IEC61810-1,Rated switching voltage,
RM17JC00MW_8.0 | IEC60664-1,Supply, IEC60664-1,Input 1, IEC60664-1,Input 2, IEC60664-1,Input 3, 4 ¦ IEC60664-1,Output 1, IEC60664-1,Output 2, IEC60664-1,Supply / Input 1,Galvanic IEC60664-1,Supply / Input 2,Isolated IEC60664-1,Supply / Input 3,Circuit IEC60664-1,Supply / Output 1, IEC60664-1,Supply / Output 2, IEC60664-1,Output 1 / Output 2, IEC60664-1,Input 1 / Output 1, IEC60664-1,Input 1 / Output 2, IEC60664-1,Input 2 / Output 1, 2 @ 50Hz for 1 minutes ¦ IEC60664-1,Input 2 / Output 2, IEC60664-1,Input 3 / Output 1, IEC60664-1,Input 3 / Output 2, IEC60664-1,Input 1 / Input 2, IEC60664-1,Input 2 / Input 3, IEC60664-1,Input 1 / Input 3,
RM17JC00MW_9.0 | 30 x 106 switching cycles ¦ IEC61810-1
RM17JC00MW_92.0 | - ¦ IEC62314,Only for solid state output,
RM17JC00MW_93.0 | - ¦ IEC62314,Only for solid state output,
RM17JC00MW_96.0 | - ¦ ,"OFF" delay, - ¦ ,"ON" delay, - ¦ ,Inhibition,
RM17TA00 | 3K9 (refer absolute Humidity 36g/m3 as worst case product Mission Profile RH evaluation) ¦ IEC60721-3-3,Climatic category, Class C ¦ Germanisher Lloyd,Environmental category, 6 cycles 24h ; +25°C +55°C ; RH: 93%..97% ¦ IEC60947-5-1,Cyclic Damp Heat Test, 208..480 AC ¦ ,Supply,Rated - ¦ ,Input 1,Voltage - ¦ ,Input 2,Spec - ¦ ,Input 3, 250V ¦ ,Output 1, - ¦ ,Output 2, Resistive Voltage Step Down ¦ ,Measurement mode, Yes - - 1) When input monitored @ normal condition, output is always energized 2) When input monitored @ fault condition, output is always de-energized Cannot declare MTTF = MTTFd (Note: customer confuses as safety product) ¦ ,MTTFd, Cannot declare B10 = B10d (Note: customer confuses as safety product) ¦ ,B10d, Drawing / Diagram
RM17TA00_1.0 | 72 ¦ ,Depth,
RM17TA00_10.0 | =< 650 Internal Design spec: >300ms and =< 650ms when product is fully discharged at min rated voltage
RM17TA00_11.0 | ~ 3 x 208…3 x 480 ~ 3 x 183…3 x 528
RM17TA00_12.0 | -20oC..+50oC @50Hz -20oC..+50oC @60Hz ¦ ,Operation,
RM17TA00_13.0 | -40oC..+70oC ¦ ,Storage,
RM17TA00_14.0 | 10gn - 16ms ; 1000 X 6 axis (Non-Operating) ¦ IEC60068-2-29
RM17TA00_15.0 | 6mm (Screw Terminal) ¦ ,Cable stripping length,
RM17TA00_16.0 | L1, L2, L3 ¦ ,Supply,Terminal - ¦ ,Input 1, - ¦ ,Input 2, - ¦ ,Input 3, 11,12,14 ¦ ,Output 1, - ¦ ,Output 2,
RM17TA00_17.0 | 1 conductor: 0.5…3.3 (AWG 20…AWG 12) 2 conductors: 0.5…2.5 (AWG 20…AWG 14) ¦ IEC60947-1,Solid cable without cable end (screw terminal), 1 conductor: 0.5…2.5 (AWG 20…AWG 14) 2 conductors: 0.5…1.5 (AWG 20…AWG 16) ¦ IEC60947-1,Flexible cable with cable end (screw terminal), - ¦ IEC60947-1,Solid cable (spring terminal), - ¦ IEC60947-1,Flexible cable (spring terminal),
RM17TA00_18.0 | Cadmium free
RM17TA00_19.0 | -
RM17TA00_2.0 | 90 ¦ ,Height,
RM17TA00_20.0 | - ¦ IEC60255-27,Supply / Input 1, - ¦ IEC60255-27,Supply / Input 2, - ¦ IEC60255-27,Supply / Input 3, 2.0kV, 50/60Hz for 1 min ¦ IEC60255-27,Supply / Output 1, - ¦ IEC60255-27,Supply / Output 2, - ¦ IEC60255-27,Output 1 / Output 2, - ¦ IEC60255-27,Input 1 / Output 1, - ¦ IEC60255-27,Input 1 / Output 2, - ¦ IEC60255-27,Input 2 / Output 1, - ¦ IEC60255-27,Input 2 / Output 2, - ¦ IEC60255-27,Input 3 / Output 1, - ¦ IEC60255-27,Input 3 / Output 2, - ¦ IEC60255-27,Input 1 / Input 2, - ¦ IEC60255-27,Input 2 / Input 3, - ¦ IEC60255-27,Input 1 / Input 3,
RM17TA00_21.0 | EN/IEC 60255-1/60255-26/60255-27; EN/IEC 61000-6-1 to 61000-6-4; UL 508; CSA C22.2 No. 14, GB/T14048.5 2014/35/EU 2014/30/EU 2011/65/EU
RM17TA00_22.0 | 1
RM17TA00_23.0 | IEC61000-6-1, IEC 61000-6-2 ¦ ,Generic immunity standard, Level III (Contact : 6kV / Air : 8kV) ¦ IEC61000-4-2,Electrostatic discharge, Level I (10V/m: 2.0GHz to 2.7GHz) Level II (10V/m: 1.4 GHz to 2.0GHz) Level III (10V/m : 80MHz to 1GHz) ¦ IEC61000-4-3,Radiated RF & electromagnetic field, Level III (Supply: 2kV, 5kHz/100kHz) (I/O: 1kV, 5kHz/100kHz) ¦ IEC61000-4-4,Fast transient / burst, Level III (Supply:CM: 2kV, DM: 1KV) (I/O:CM: 0.5kV, DM: 0.5KV) ¦ IEC61000-4-5,Surge, Level III (10Vrms : 0.15MHz to 80MHz) ¦ IEC61000-4-6,Conducted RF disturbance, Level IV (30A/m : continous) (300A/m : 3s) ¦ IEC61000-4-8,Power frequency magnetic field, Class II 0%, 1/2 cycle 0%, 1 cycle 70% 25 cycles (50Hz) 70%, 30 cycles (60Hz) 0%, 250 cycles (50Hz) 0%, 300 cycles (60Hz) ¦ IEC61000-4-11,Voltage dips, short interruption & variations on power line, Level III (Supply:CM: 2.5kV, DM: 1KV) (I/O:CM: 2.5kV, DM: 1KV) ¦ IEC61000-4-18,1 MHz oscillation wave, - ¦ IEC61000-4-29,DC voltage interruption, - ¦ IEC61000-4-13,Low frequency harmonics, DC Supply : 50 Hz to 10 kHz, 3Vrms (Max 2W) - Not applicable AC Supply : 1st…200th harmonics, Max 2W ¦ Germanisher Lloyd,Conducted low frequency interference (harmonics), IEC61000-6-3, IEC 61000-6-4 ¦ ,Generic emission standard, Class B ¦ EN55022 / CISPR22,Radiated RF & electromagnetic field (IT equiment), Class B, Group 1 ¦ EN55011 / CISPR11,Radiated RF & electromagnetic field (Medical equiment), EMC 2 ¦ Germanisher Lloyd,Radiated emission from enclosure port, Class B ¦ EN55022 / CISPR22,Conducted RF emission on power line (IT equiment), Class B, Group 1 ¦ EN55011 / CISPR11,Conducted RF emission on power line (Medical equiment), EMC 2 ¦ Germanisher Lloyd,Conducted emission,
RM17TA00_24.0 | All phase cut recover ¦ ,Phase cut, Total phase swap recover Internal design spec: L23 lags L13 < 180o ¦ ,Phase sequence, - ¦ ,Over / undervoltage (symmetry windows mode), - ¦ ,Over voltage, - ¦ ,Undervoltage , Fixed 2% of selected Un Internal design spec: 2% +/- 1.5% ¦ ,Phase asymmetry, - ¦ ,Disconnection of neutral, - ¦ ,Voltage Regeneration, All phases >195V Internal design spec: All phases >180V +/- 5% ¦ ,Extreme undervoltage (Phase loss), Internal design spec: All phases <533V +/- 5% ¦ ,Extreme Overvoltage, - ¦ ,Extreme Asymmetry,
RM17TA00_25.0 | 50 / 60 ¦ ,Rated frequency, 45…66 ¦ ,Frequency operating range,
RM17TA00_26.0 | 208, 220, 380, 400, 415, 440, 480 ¦ ,Input nominal voltage selection,
RM17TA00_27.0 | L1-L2-L3 ¦ ,Input terminal,
RM17TA00_28.0 | - ¦ ,Internal input resistance,
RM17TA00_29.0 | IP20 ¦ IEC60529,Terminal Block, IP30 ¦ IEC60529,Housing, - ¦ IEC60529,Front Panel,
RM17TA00_298.0 | 80
RM17TA00_3.0 | 17.5 ¦ ,Width,
RM17TA00_30.0 | Un (Green) R (Amber) Un - ON ¦ ,Power supply availability, Un - OFF ¦ ,Power supply not availability, R - Slow Blink (50% ON; 50% OFF) @ 1Hz ¦ ,Timing in-progress, R - ON ¦ ,Output is energized, R - OFF ¦ ,Output is de-energized, All LEDs - Fast Blink (5% ON; 95% OFF) @ 1Hz ¦ ,Range Setting Changes, - ¦ ,Phase Cut, - ¦ ,Phase Sequence Swap, - ¦ ,Undervoltage <U, - ¦ ,Overvoltage >U, - ¦ ,Phase Asymmetry, - ¦ ,Voltage Regeneration, - ¦ ,Extreme Undervoltage <U (Phase loss), - ¦ ,Extreme Overvoltage >U, - ¦ ,Extreme Phase Asymmetry,
RM17TA00_31.0 | UL, CSA, DNVGL, RCM, EAC, CCC, CE, China ROHS
RM17TA00_32.0 | UL, CSA, DNVGL, RCM, EAC, CCC, CE, China ROHS
RM17TA00_33.0 | 6 cycles 24h ; +25°C +55°C ; RH: 93%..97% ¦ IEC60068-2-30,Damp heat,XX
RM17TA00_34.0 | =< 1500 at maximum rated supply voltage ¦ ,through Un power reset, - ¦ ,through front panel reset, - ¦ ,through input control reset,
RM17TA00_35.0 | =< 200 ¦ ,on crossing the threshold, - - - -
RM17TA00_36.0 | Horizontal (x,z): ±3.5mm from 1Hz…9Hz 1g from 9Hz..35Hz Vertical (y): ±1.5mm from 1Hz…9Hz 0.5g from 9Hz..35Hz ¦ IEC60068-3-3
RM17TA00_37.0 | 15gn - 11ms ; 3 X 6 axis (Non-Operating) 5gn - 11ms ; 3 X 6 axis (Operating) ¦ IEC60068-2-27
RM17TA00_38.0 | 50 / 60 45…66
RM17TA00_39.0 | L1-L3
RM17TA00_4.0 | - ¦ IEC60255-27,Supply / Input 1, - ¦ IEC60255-27,Supply / Input 2, - ¦ IEC60255-27,Supply / Input 3, >100 MOhm at 500 V DC ¦ IEC60255-27,Supply / Output 1, - ¦ IEC60255-27,Supply / Output 2, - ¦ IEC60255-27,Output 1 / Output 2, - ¦ IEC60255-27,Input 1 / Output 1, - ¦ IEC60255-27,Input 1 / Output 2, - ¦ IEC60255-27,Input 2 / Output 1, - ¦ IEC60255-27,Input 2 / Output 2, - ¦ IEC60255-27,Input 3 / Output 1, - ¦ IEC60255-27,Input 3 / Output 2, - ¦ IEC60255-27,Input 1 / Input 2, - ¦ IEC60255-27,Input 2 / Input 3, - ¦ IEC60255-27,Input 1 / Input 3,
RM17TA00_40.0 | 3 ¦ IEC60664-1
RM17TA00_41.0 | 5A ¦ IEC60947-5-1
RM17TA00_42.0 | 0.6…1 Nm ¦ IEC60947-1,Tightening torque,
RM17TA00_43.0 | 0.075 mm (f = 10...58.1 Hz), 1 gn (f = 58.1...150Hz) (Non-Operating) 0.035 mm (f = 10...60.1 Hz), 0.5 gn (f = 60.1...150Hz) (Operating) ¦ IEC60068-2-6
RM17TA00_44.0 | +/- 10% of selected Un Internal Design spec: 9% of selected Un (5% Base accuracy, 2% Marking, 2% Equipment uncertainty) ¦ ,Setting accuracy,
RM17TA00_45.0 | +/- 10% of full scales value Internal Design Spec: +/- 10% of full scales value (potentiometer turns left to right and oppossite)
RM17TA00_46.0 | +/- 0.5% ¦ ,Repeat accuracy (constant parameters),
RM17TA00_47.0 | +/- 3%
RM17TA00_48.0 | 4,400,000 hours ¦ ,MTTF, 470,000 hours ¦ ,B10,
RM17TA00_49.0 | 5A ¦ IEC60947-5-1,Relay Output by external fuse, - ¦ IEC62314,Solid State Output by external fuse,
RM17TA00_5.0 | =<20 @ Output Energized Internal Design Spec: =<40 @ Output Energized
RM17TA00_50.0 | Any position ¦ ,In relation to normal vertical mounting plane,
RM17TA00_51.0 | On 35 mm DIN rail ¦ IEC/EN 60715,Without socket, - ¦ IEC/EN 60715,With socket,
RM17TA00_53.0 | 11-12-14
RM17TA00_54.0 | 1 x C/O relay contacts
RM17TA00_55.0 | 3 ¦ IEC60664-1
RM17TA00_58.0 | 150ms / measurement as true rms value ¦ ,Maximum measuring cycles,
RM17TA00_59.0 | 250V ¦ ,Maximum switching voltage, 5A ¦ ,Maximum switching current, - ¦ ,Maximum switching capacity,
RM17TA00_6.0 | NO: 250VAC/5A, 100k cycles ¦ IEC60947-4-1,AC-1, NO: 24VDC/5A, 100k cycles ¦ IEC60947-4-1,DC-1, NO: 250VAC/0.15A, 100k cycles ¦ IEC60947-5-1,AC-15, NO: 24VDC/1A, 100k cycles ¦ IEC60947-5-1,DC-13,
RM17TA00_60.0 | - ¦ IEC60947-5-4,Minimum switching voltage, - ¦ IEC60947-5-4,Minimum switching current, NO: 12V/10mA, MCTF > 80,000,000 ¦ IEC60947-5-4,Minimum switching capacity,
RM17TA00_61.0 | 1x product height ¦ ,Horizontal, 1x product width ¦ ,Vertical,
RM17TA00_62.0 | 1
RM17TA00_63.0 | Energized on fault-free ¦ ,R1 (11-12-14), - ¦ ,R2 (21-22-24),
RM17TA00_64.0 | -
RM17TA00_65.0 | -
RM17TA00_66.0 | - ¦ ,permissible input overload,
RM17TA00_67.0 | 28VA @ 480VAC, 60Hz 18VA @ 400VAC, 50Hz
RM17TA00_68.0 | Yes ¦ ,"OFF" delay, - ¦ ,"ON" delay, - ¦ ,Inhibition,
RM17TA00_69.0 | 1 or more phase cut ¦ ,Phase cut, Total swap of phase Internal design spec: L23 lags L13 >= 180o ¦ ,Phase sequence, - ¦ ,Over / undervoltage (symmetry windows mode), - ¦ ,Over voltage, - ¦ ,Undervoltage , Adjustable 5%...15% of selected Un ¦ ,Phase asymmetry, - ¦ ,Disconnection of neutral, - ¦ ,Voltage Regeneration, 1 or more phase < 150V Internal design spec: 1 or more phase <175V +/- 5% ¦ ,Extreme undervoltage (Phase loss), Internal design spec: 543V +/- 5% ¦ ,Extreme Overvoltage, Internal design spec: 48% +/- 6% ¦ ,Extreme Asymmetry,
RM17TA00_7.0 | 4kV, OVC3 ¦ IEC60664-1,Supply, - ¦ IEC60664-1,Input 1, - ¦ IEC60664-1,Input 2, - ¦ IEC60664-1,Input 3, - ¦ IEC60664-1,Output 1, - ¦ IEC60664-1,Output 2, - ¦ IEC60664-1,Supply / Input 1,Galvanic - ¦ IEC60664-1,Supply / Input 2,Isolated - ¦ IEC60664-1,Supply / Input 3,Circuit 4kV, OVC3 ¦ IEC60664-1,Supply / Output 1, - ¦ IEC60664-1,Supply / Output 2, - ¦ IEC60664-1,Output 1 / Output 2, - ¦ IEC60664-1,Input 1 / Output 1, - ¦ IEC60664-1,Input 1 / Output 2, - ¦ IEC60664-1,Input 2 / Output 1, - ¦ IEC60664-1,Input 2 / Output 2, - ¦ IEC60664-1,Input 3 / Output 1, - ¦ IEC60664-1,Input 3 / Output 2, - ¦ IEC60664-1,Input 1 / Input 2, - ¦ IEC60664-1,Input 2 / Input 3, - ¦ IEC60664-1,Input 1 / Input 3,
RM17TA00_70.0 | - -
RM17TA00_71.0 | < 1% of selected Un ¦ ,Measurement error with supply voltage variation, < 0.05% / oC ¦ ,Measurement error with temperature variation,
RM17TA00_77.0 | 5A ¦ IEC61810-1,Rated switching current,
RM17TA00_78.0 | 250V ¦ IEC61810-1,Rated switching voltage,
RM17TA00_8.0 | 500V ¦ IEC60664-1,Supply, - ¦ IEC60664-1,Input 1, - ¦ IEC60664-1,Input 2, - ¦ IEC60664-1,Input 3, 250V ¦ IEC60664-1,Output 1, - ¦ IEC60664-1,Output 2, - ¦ IEC60664-1,Supply / Input 1,Galvanic - ¦ IEC60664-1,Supply / Input 2,Isolated - ¦ IEC60664-1,Supply / Input 3,Circuit 500V ¦ IEC60664-1,Supply / Output 1, - ¦ IEC60664-1,Supply / Output 2, - ¦ IEC60664-1,Output 1 / Output 2, - ¦ IEC60664-1,Input 1 / Output 1, - ¦ IEC60664-1,Input 1 / Output 2, - ¦ IEC60664-1,Input 2 / Output 1, - ¦ IEC60664-1,Input 2 / Output 2, - ¦ IEC60664-1,Input 3 / Output 1, - ¦ IEC60664-1,Input 3 / Output 2, - ¦ IEC60664-1,Input 1 / Input 2, - ¦ IEC60664-1,Input 2 / Input 3, - ¦ IEC60664-1,Input 1 / Input 3,
RM17TA00_81.0 | governed by response time only, status reflects to both R1 & R2 ¦ ,Phase lost , governed by response time only, status reflects to both R1 & R2 ¦ ,Phase sequence, - ¦ ,Over / undervoltage (symmetry windows mode), - ¦ ,Over voltage, - ¦ ,Undervoltage , governed by time delay, status reflects to both R1 & R2 ¦ ,Phase asymmetry, - ¦ ,Disconnection of neutral, - ¦ ,Voltage Regeneration, governed by response time only, status reflects to both R1 & R2 ¦ ,Extreme undervoltage, governed by response time only, status reflects to both R1 & R2 ¦ ,Extreme overvoltage, governed by response time only, status reflects to both R1 & R2 ¦ ,Extreme asymmetry,
RM17TA00_9.0 | 30 x 106 cycles ¦ IEC61810-1
RM17TA00_92.0 | - ¦ IEC62314,Only for solid state output,
RM17TA00_93.0 | - ¦ IEC62314,Only for solid state output,
RM17TA00_94.0 | True RMS ¦ ,Measurement method,
RM17TA00_95.0 | - ¦ ,Phase lost , - ¦ ,Phase sequence, - ¦ ,Over / undervoltage (symmetry windows mode), - ¦ ,Over voltage, - ¦ ,Undervoltage , +5…+15 % in the ranges 3 x ~ 208…480 ¦ ,Phase asymmetry, - ¦ ,Disconnection of neutral, - ¦ ,Voltage Regeneration, - ¦ ,Extreme undervoltage, - ¦ ,Extreme Overvoltage, - ¦ ,Extreme Asymmetry,
RM17TA00_96.0 | Adjustable 0.1…10 ¦ ,"OFF" delay, - ¦ ,"ON" delay, - ¦ ,Inhibition,
RM17TE00 | 3K9 (refer absolute Humidity 36g/m3 as worst case product Mission Profile RH evaluation) ¦ IEC60721-3-3,Climatic category, Class C ¦ Germanisher Lloyd,Environmental category, 6 cycles 24h ; +25°C +55°C ; RH: 93%..97% ¦ IEC60947-5-1,Cyclic Damp Heat Test, 208..480 AC ¦ ,Supply,Rated - ¦ ,Input 1,Voltage - ¦ ,Input 2,Spec - ¦ ,Input 3, 250V ¦ ,Output 1, - ¦ ,Output 2, Resistive Voltage Step Down ¦ ,Measurement mode, Yes - - 1) When input monitored @ normal condition, output is always energized 2) When input monitored @ fault condition, output is always de-energized Cannot declare MTTF = MTTFd (Note: customer confuses as safety product) ¦ ,MTTFd, Cannot declare B10 = B10d (Note: customer confuses as safety product) ¦ ,B10d, Drawing / Diagram
RM17TE00_1.0 | 72 ¦ ,Depth,
RM17TE00_10.0 | =< 650 Internal Design spec: >300ms and =< 650ms when product is fully discharged at min rated voltage
RM17TE00_11.0 | ~ 3 x 208…3 x 480 ~ 3 x 183…3 x 528
RM17TE00_12.0 | -20oC..+50oC @50Hz -20oC..+50oC @60Hz ¦ ,Operation,
RM17TE00_13.0 | -40oC..+70oC ¦ ,Storage,
RM17TE00_14.0 | 10gn - 16ms ; 1000 X 6 axis (Non-Operating) ¦ IEC60068-2-29
RM17TE00_15.0 | 6mm (Screw Terminal) ¦ ,Cable stripping length,
RM17TE00_16.0 | L1, L2, L3 ¦ ,Supply,Terminal - ¦ ,Input 1, - ¦ ,Input 2, - ¦ ,Input 3, 11,12,14 ¦ ,Output 1, - ¦ ,Output 2,
RM17TE00_17.0 | 1 conductor: 0.5…3.3 (AWG 20…AWG 12) 2 conductors: 0.5…2.5 (AWG 20…AWG 14) ¦ IEC60947-1,Solid cable without cable end (screw terminal), 1 conductor: 0.5…2.5 (AWG 20…AWG 14) 2 conductors: 0.5…1.5 (AWG 20…AWG 16) ¦ IEC60947-1,Flexible cable with cable end (screw terminal), - ¦ IEC60947-1,Solid cable (spring terminal), - ¦ IEC60947-1,Flexible cable (spring terminal),
RM17TE00_18.0 | Cadmium free
RM17TE00_19.0 | -
RM17TE00_2.0 | 90 ¦ ,Height,
RM17TE00_20.0 | - ¦ IEC60255-27,Supply / Input 1, - ¦ IEC60255-27,Supply / Input 2, - ¦ IEC60255-27,Supply / Input 3, 2.0kV, 50/60Hz for 1 min ¦ IEC60255-27,Supply / Output 1, - ¦ IEC60255-27,Supply / Output 2, - ¦ IEC60255-27,Output 1 / Output 2, - ¦ IEC60255-27,Input 1 / Output 1, - ¦ IEC60255-27,Input 1 / Output 2, - ¦ IEC60255-27,Input 2 / Output 1, - ¦ IEC60255-27,Input 2 / Output 2, - ¦ IEC60255-27,Input 3 / Output 1, - ¦ IEC60255-27,Input 3 / Output 2, - ¦ IEC60255-27,Input 1 / Input 2, - ¦ IEC60255-27,Input 2 / Input 3, - ¦ IEC60255-27,Input 1 / Input 3,
RM17TE00_21.0 | EN/IEC 60255-1/60255-26/60255-27; EN/IEC 61000-6-1 to 61000-6-4; UL 508; CSA C22.2 No. 14, GB/T14048.5 2014/35/EU 2014/30/EU 2011/65/EU
RM17TE00_22.0 | 1
RM17TE00_23.0 | IEC61000-6-1, IEC 61000-6-2 ¦ ,Generic immunity standard, Level III (Contact : 6kV / Air : 8kV) ¦ IEC61000-4-2,Electrostatic discharge, Level I (10V/m: 2.0GHz to 2.7GHz) Level II (10V/m: 1.4 GHz to 2.0GHz) Level III (10V/m : 80MHz to 1GHz) ¦ IEC61000-4-3,Radiated RF & electromagnetic field, Level III (Supply: 2kV, 5kHz/100kHz) (I/O: 1kV, 5kHz/100kHz) ¦ IEC61000-4-4,Fast transient / burst, Level III (Supply:CM: 2kV, DM: 1KV) (I/O:CM: 0.5kV, DM: 0.5KV) ¦ IEC61000-4-5,Surge, Level III (10Vrms : 0.15MHz to 80MHz) ¦ IEC61000-4-6,Conducted RF disturbance, Level IV (30A/m : continous) (300A/m : 3s) ¦ IEC61000-4-8,Power frequency magnetic field, Class II 0%, 1/2 cycle 0%, 1 cycle 70% 25 cycles (50Hz) 70%, 30 cycles (60Hz) 0%, 250 cycles (50Hz) 0%, 300 cycles (60Hz) ¦ IEC61000-4-11,Voltage dips, short interruption & variations on power line, Level III (Supply:CM: 2.5kV, DM: 1KV) (I/O:CM: 2.5kV, DM: 1KV) ¦ IEC61000-4-18,1 MHz oscillation wave, - ¦ IEC61000-4-29,DC voltage interruption, - ¦ IEC61000-4-13,Low frequency harmonics, DC Supply : 50 Hz to 10 kHz, 3Vrms (Max 2W) - Not applicable AC Supply : 1st…200th harmonics, Max 2W ¦ Germanisher Lloyd,Conducted low frequency interference (harmonics), IEC61000-6-3, IEC 61000-6-4 ¦ ,Generic emission standard, Class B ¦ EN55022 / CISPR22,Radiated RF & electromagnetic field (IT equiment), Class B, Group 1 ¦ EN55011 / CISPR11,Radiated RF & electromagnetic field (Medical equiment), EMC 2 ¦ Germanisher Lloyd,Radiated emission from enclosure port, Class B ¦ EN55022 / CISPR22,Conducted RF emission on power line (IT equiment), Class B, Group 1 ¦ EN55011 / CISPR11,Conducted RF emission on power line (Medical equiment), EMC 2 ¦ Germanisher Lloyd,Conducted emission,
RM17TE00_24.0 | All phase cut recover ¦ ,Phase cut, Total phase swap recover Internal design spec: L23 lags L13 < 180o ¦ ,Phase sequence, Fixed 2% of selected Un Internal design spec: 2% +/- 1.5% ¦ ,Over / undervoltage (symmetry windows mode), - ¦ ,Over voltage, - ¦ ,Undervoltage , Fixed 2% of selected Un Internal design spec: 2% +/- 1.5% ¦ ,Phase asymmetry, - ¦ ,Disconnection of neutral, - ¦ ,Voltage Regeneration, All phases > 195V Internal design spec: All phases >180V +/- 5% ¦ ,Extreme undervoltage (Phase loss), Internal design spec: All phases <533V +/- 5% ¦ ,Extreme Overvoltage, - ¦ ,Extreme Asymmetry,
RM17TE00_25.0 | 50 / 60 ¦ ,Rated frequency, 45…66 ¦ ,Frequency operating range,
RM17TE00_26.0 | 208, 220, 380, 400, 415, 440, 480 ¦ ,Input nominal voltage selection,
RM17TE00_27.0 | L1-L2-L3 ¦ ,Input terminal,
RM17TE00_28.0 | - ¦ ,Internal input resistance,
RM17TE00_29.0 | IP20 ¦ IEC60529,Terminal Block, IP30 ¦ IEC60529,Housing, - ¦ IEC60529,Front Panel,
RM17TE00_298.0 | 80
RM17TE00_3.0 | 17.5 ¦ ,Width,
RM17TE00_30.0 | Un (Green) R (Amber) Un - ON ¦ ,Power supply availability, Un - OFF ¦ ,Power supply not availability, R - Slow Blink (50% ON; 50% OFF) @ 1Hz ¦ ,Timing in-progress, R - ON ¦ ,Output is energized, R - OFF ¦ ,Output is de-energized, All LEDs - Fast Blink (5% ON; 95% OFF) @ 1Hz ¦ ,Range Setting Changes, - ¦ ,Phase Cut, - ¦ ,Phase Sequence Swap, - ¦ ,Undervoltage <U, - ¦ ,Overvoltage >U, - ¦ ,Phase Asymmetry, - ¦ ,Voltage Regeneration, - ¦ ,Extreme Undervoltage <U (Phase loss), - ¦ ,Extreme Overvoltage >U, - ¦ ,Extreme Phase Asymmetry,
RM17TE00_31.0 | UL, CSA, DNVGL, RCM, EAC, CCC, CE, China ROHS
RM17TE00_32.0 | UL, CSA, DNVGL, RCM, EAC, CCC, CE, China ROHS
RM17TE00_33.0 | 6 cycles 24h ; +25°C +55°C ; RH: 93%..97% ¦ IEC60068-2-30,Damp heat,XX
RM17TE00_34.0 | =< 1500 at maximum rated supply voltage ¦ ,through Un power reset, - ¦ ,through front panel reset, - ¦ ,through input control reset,
RM17TE00_35.0 | =< 200 ¦ ,on crossing the threshold, - - - -
RM17TE00_36.0 | Horizontal (x,z): ±3.5mm from 1Hz…9Hz 1g from 9Hz..35Hz Vertical (y): ±1.5mm from 1Hz…9Hz 0.5g from 9Hz..35Hz ¦ IEC60068-3-3
RM17TE00_37.0 | 15gn - 11ms ; 3 X 6 axis (Non-Operating) 5gn - 11ms ; 3 X 6 axis (Operating) ¦ IEC60068-2-27
RM17TE00_38.0 | 50 / 60 45…66
RM17TE00_39.0 | L1-L3
RM17TE00_4.0 | - ¦ IEC60255-27,Supply / Input 1, - ¦ IEC60255-27,Supply / Input 2, - ¦ IEC60255-27,Supply / Input 3, >100 MOhm at 500 V DC ¦ IEC60255-27,Supply / Output 1, - ¦ IEC60255-27,Supply / Output 2, - ¦ IEC60255-27,Output 1 / Output 2, - ¦ IEC60255-27,Input 1 / Output 1, - ¦ IEC60255-27,Input 1 / Output 2, - ¦ IEC60255-27,Input 2 / Output 1, - ¦ IEC60255-27,Input 2 / Output 2, - ¦ IEC60255-27,Input 3 / Output 1, - ¦ IEC60255-27,Input 3 / Output 2, - ¦ IEC60255-27,Input 1 / Input 2, - ¦ IEC60255-27,Input 2 / Input 3, - ¦ IEC60255-27,Input 1 / Input 3,
RM17TE00_40.0 | 3 ¦ IEC60664-1
RM17TE00_41.0 | 5A ¦ IEC60947-5-1
RM17TE00_42.0 | 0.6…1 Nm ¦ IEC60947-1,Tightening torque,
RM17TE00_43.0 | 0.075 mm (f = 10...58.1 Hz), 1 gn (f = 58.1...150Hz) (Non-Operating) 0.035 mm (f = 10...60.1 Hz), 0.5 gn (f = 60.1...150Hz) (Operating) ¦ IEC60068-2-6
RM17TE00_44.0 | +/- 10% of selected Un Internal Design spec: 9% of selected Un (5% Base accuracy, 2% Marking, 2% Equipment uncertainty) ¦ ,Setting accuracy,
RM17TE00_45.0 | +/- 10% of full scales value Internal Design Spec: +/- 10% of full scales value (potentiometer turns left to right and oppossite)
RM17TE00_46.0 | +/- 0.5% ¦ ,Repeat accuracy (constant parameters),
RM17TE00_47.0 | +/- 3%
RM17TE00_48.0 | 4,400,000 hours ¦ ,MTTF, 470,000 hours ¦ ,B10,
RM17TE00_49.0 | 5A ¦ IEC60947-5-1,Relay Output by external fuse, - ¦ IEC62314,Solid State Output by external fuse,
RM17TE00_5.0 | =<20 @ Output Energized Internal Design Spec: =<40 @ Output Energized
RM17TE00_50.0 | Any position ¦ ,In relation to normal vertical mounting plane,
RM17TE00_51.0 | On 35 mm DIN rail ¦ IEC/EN 60715,Without socket, - ¦ IEC/EN 60715,With socket,
RM17TE00_53.0 | 11-12-14
RM17TE00_54.0 | 1 x C/O relay contacts
RM17TE00_55.0 | 3 ¦ IEC60664-1
RM17TE00_58.0 | 150ms / measurement as true rms value ¦ ,Maximum measuring cycles,
RM17TE00_59.0 | 250V ¦ ,Maximum switching voltage, 5A ¦ ,Maximum switching current, - ¦ ,Maximum switching capacity,
RM17TE00_6.0 | NO: 250VAC/5A, 100k cycles ¦ IEC60947-4-1,AC-1, NO: 24VDC/5A, 100k cycles ¦ IEC60947-4-1,DC-1, NO: 250VAC/0.15A, 100k cycles ¦ IEC60947-5-1,AC-15, NO: 24VDC/1A, 100k cycles ¦ IEC60947-5-1,DC-13,
RM17TE00_60.0 | - ¦ IEC60947-5-4,Minimum switching voltage, - ¦ IEC60947-5-4,Minimum switching current, NO: 12V/10mA, MCTF > 80,000,000 ¦ IEC60947-5-4,Minimum switching capacity,
RM17TE00_61.0 | 1x product height ¦ ,Horizontal, 1x product width ¦ ,Vertical,
RM17TE00_62.0 | 1
RM17TE00_63.0 | Energized on fault-free ¦ ,R1 (11-12-14), - ¦ ,R2 (21-22-24),
RM17TE00_64.0 | -
RM17TE00_65.0 | -
RM17TE00_66.0 | - ¦ ,permissible input overload,
RM17TE00_67.0 | 28VA @ 480VAC, 60Hz 18VA @ 400VAC, 50Hz
RM17TE00_68.0 | Yes ¦ ,"OFF" delay, - ¦ ,"ON" delay, - ¦ ,Inhibition,
RM17TE00_69.0 | 1 or more phase cut ¦ ,Phase cut, Total swap of phase Internal design spec: L23 lags L13 >= 180o ¦ ,Phase sequence, Adjustable 2%...20% of selected Un ¦ ,Over / undervoltage (symmetry windows mode), - ¦ ,Over voltage, - ¦ ,Undervoltage , Adjustable 5%...15% of selected Un ¦ ,Phase asymmetry, - ¦ ,Disconnection of neutral, - ¦ ,Voltage Regeneration, 1 or more phase < 150V Internal design spec: 1 or more phase <175V +/- 5% ¦ ,Extreme undervoltage (Phase loss), Internal design spec: 543V +/- 5% ¦ ,Extreme Overvoltage, Internal design spec: 48% +/- 6% ¦ ,Extreme Asymmetry,
RM17TE00_7.0 | 4kV, OVC3 ¦ IEC60664-1,Supply, - ¦ IEC60664-1,Input 1, - ¦ IEC60664-1,Input 2, - ¦ IEC60664-1,Input 3, - ¦ IEC60664-1,Output 1, - ¦ IEC60664-1,Output 2, - ¦ IEC60664-1,Supply / Input 1,Galvanic - ¦ IEC60664-1,Supply / Input 2,Isolated - ¦ IEC60664-1,Supply / Input 3,Circuit 4kV, OVC3 ¦ IEC60664-1,Supply / Output 1, - ¦ IEC60664-1,Supply / Output 2, - ¦ IEC60664-1,Output 1 / Output 2, - ¦ IEC60664-1,Input 1 / Output 1, - ¦ IEC60664-1,Input 1 / Output 2, - ¦ IEC60664-1,Input 2 / Output 1, - ¦ IEC60664-1,Input 2 / Output 2, - ¦ IEC60664-1,Input 3 / Output 1, - ¦ IEC60664-1,Input 3 / Output 2, - ¦ IEC60664-1,Input 1 / Input 2, - ¦ IEC60664-1,Input 2 / Input 3, - ¦ IEC60664-1,Input 1 / Input 3,
RM17TE00_70.0 | - -
RM17TE00_71.0 | < 1% of selected Un ¦ ,Measurement error with supply voltage variation, < 0.05% / oC ¦ ,Measurement error with temperature variation,
RM17TE00_77.0 | 5A ¦ IEC61810-1,Rated switching current,
RM17TE00_78.0 | 250V ¦ IEC61810-1,Rated switching voltage,
RM17TE00_8.0 | 500V ¦ IEC60664-1,Supply, - ¦ IEC60664-1,Input 1, - ¦ IEC60664-1,Input 2, - ¦ IEC60664-1,Input 3, 250V ¦ IEC60664-1,Output 1, - ¦ IEC60664-1,Output 2, - ¦ IEC60664-1,Supply / Input 1,Galvanic - ¦ IEC60664-1,Supply / Input 2,Isolated - ¦ IEC60664-1,Supply / Input 3,Circuit 500V ¦ IEC60664-1,Supply / Output 1, - ¦ IEC60664-1,Supply / Output 2, - ¦ IEC60664-1,Output 1 / Output 2, - ¦ IEC60664-1,Input 1 / Output 1, - ¦ IEC60664-1,Input 1 / Output 2, - ¦ IEC60664-1,Input 2 / Output 1, - ¦ IEC60664-1,Input 2 / Output 2, - ¦ IEC60664-1,Input 3 / Output 1, - ¦ IEC60664-1,Input 3 / Output 2, - ¦ IEC60664-1,Input 1 / Input 2, - ¦ IEC60664-1,Input 2 / Input 3, - ¦ IEC60664-1,Input 1 / Input 3,
RM17TE00_81.0 | governed by response time only, status reflects to both R1 & R2 ¦ ,Phase lost , governed by response time only, status reflects to both R1 & R2 ¦ ,Phase sequence, governed by time delay, status reflects to both R1 & R2 ¦ ,Over / undervoltage (symmetry windows mode), - ¦ ,Over voltage, - ¦ ,Undervoltage , governed by time delay, status reflects to both R1 & R2 ¦ ,Phase asymmetry, - ¦ ,Disconnection of neutral, - ¦ ,Voltage Regeneration, governed by response time only, status reflects to both R1 & R2 ¦ ,Extreme undervoltage, governed by response time only, status reflects to both R1 & R2 ¦ ,Extreme overvoltage, governed by response time only, status reflects to both R1 & R2 ¦ ,Extreme asymmetry,
RM17TE00_9.0 | 30 x 106 cycles ¦ IEC61810-1
RM17TE00_92.0 | - ¦ IEC62314,Only for solid state output,
RM17TE00_93.0 | - ¦ IEC62314,Only for solid state output,
RM17TE00_94.0 | True RMS ¦ ,Measurement method,
RM17TE00_95.0 | - ¦ ,Phase lost , - ¦ ,Phase sequence, -2…-20 % in the ranges 3 x ~ 380…480 -2…-12 % in the range 3 x ~ 208 -2…-17 % in the range 3 x ~ 220 +2…+20 % in the ranges 3 x ~ 208…440 +2…+10 % in the range 3 x ~ 480 ¦ ,Over / undervoltage (symmetry windows mode), - ¦ ,Over voltage, - ¦ ,Undervoltage , +5…+15 % in the ranges 3 x ~ 208…480 ¦ ,Phase asymmetry, - ¦ ,Disconnection of neutral, - ¦ ,Voltage Regeneration, - ¦ ,Extreme undervoltage, - ¦ ,Extreme Overvoltage, - ¦ ,Extreme Asymmetry,
RM17TE00_96.0 | Adjustable 0.1…10 ¦ ,"OFF" delay, - ¦ ,"ON" delay, - ¦ ,Inhibition,
RM17TG00 | Same as RM17TG20 ¦ IEC60721-3-3,Climatic category, Same as RM17TG20 ¦ Germanisher Lloyd,Environmental category, Same as RM17TG20 ¦ IEC60947-5-1,Cyclic Damp Heat Test, 208..480 AC ¦ ,Supply,Rated Same as RM17TG20 ¦ ,Input 1,Voltage Same as RM17TG20 ¦ ,Input 2,Spec Same as RM17TG20 ¦ ,Input 3, 250V ¦ ,Output 1, - ¦ ,Output 2, Same as RM17TG20 ¦ ,Measurement mode, Same as RM17TG20 Same as RM17TG20 Same as RM17TG20 Same as RM17TG20 Same as RM17TG20 ¦ ,MTTFd, Same as RM17TG20 ¦ ,B10d, Drawing / Diagram
RM17TG00_1.0 | Same as RM17TG20 ¦ ,Depth,
RM17TG00_10.0 | Same as RM17TG20
RM17TG00_11.0 | ~ 3 x 208…3 x 480 ~ 3 x 183…3 x 528
RM17TG00_12.0 | Same as RM17TG20 ¦ ,Operation,
RM17TG00_13.0 | Same as RM17TG20 ¦ ,Storage,
RM17TG00_14.0 | Same as RM17TG20 ¦ IEC60068-2-29
RM17TG00_15.0 | Same as RM17TG20 ¦ ,Cable stripping length,
RM17TG00_16.0 | Same as RM17TG20 ¦ ,Supply,Terminal Same as RM17TG20 ¦ ,Input 1, Same as RM17TG20 ¦ ,Input 2, Same as RM17TG20 ¦ ,Input 3, Same as RM17TG20 ¦ ,Output 1, Same as RM17TG20 ¦ ,Output 2,
RM17TG00_17.0 | Same as RM17TG20 ¦ IEC60947-1,Solid cable without cable end (screw terminal), Same as RM17TG20 ¦ IEC60947-1,Flexible cable with cable end (screw terminal), Same as RM17TG20 ¦ IEC60947-1,Solid cable (spring terminal), Same as RM17TG20 ¦ IEC60947-1,Flexible cable (spring terminal),
RM17TG00_18.0 | Same as RM17TG20
RM17TG00_19.0 | Same as RM17TG20
RM17TG00_2.0 | Same as RM17TG20 ¦ ,Height,
RM17TG00_20.0 | Same as RM17TG20 ¦ IEC60255-27,Supply / Input 1, Same as RM17TG20 ¦ IEC60255-27,Supply / Input 2, Same as RM17TG20 ¦ IEC60255-27,Supply / Input 3, 2.0kV, 50/60Hz for 1 min ¦ IEC60255-27,Supply / Output 1, - ¦ IEC60255-27,Supply / Output 2, - ¦ IEC60255-27,Output 1 / Output 2, Same as RM17TG20 ¦ IEC60255-27,Input 1 / Output 1, Same as RM17TG20 ¦ IEC60255-27,Input 1 / Output 2, Same as RM17TG20 ¦ IEC60255-27,Input 2 / Output 1, Same as RM17TG20 ¦ IEC60255-27,Input 2 / Output 2, Same as RM17TG20 ¦ IEC60255-27,Input 3 / Output 1, Same as RM17TG20 ¦ IEC60255-27,Input 3 / Output 2, Same as RM17TG20 ¦ IEC60255-27,Input 1 / Input 2, Same as RM17TG20 ¦ IEC60255-27,Input 2 / Input 3, Same as RM17TG20 ¦ IEC60255-27,Input 1 / Input 3,
RM17TG00_21.0 | Same as RM17TG20 Same as RM17TG20 Same as RM17TG20 Same as RM17TG20
RM17TG00_22.0 | Same as RM17TG20
RM17TG00_23.0 | Same as RM17TG20 ¦ ,Generic immunity standard, Same as RM17TG20 ¦ IEC61000-4-2,Electrostatic discharge, Same as RM17TG20 ¦ IEC61000-4-3,Radiated RF & electromagnetic field, Same as RM17TG20 ¦ IEC61000-4-4,Fast transient / burst, Same as RM17TG20 ¦ IEC61000-4-5,Surge, Same as RM17TG20 ¦ IEC61000-4-6,Conducted RF disturbance, Same as RM17TG20 ¦ IEC61000-4-8,Power frequency magnetic field, Same as RM17TG20 ¦ IEC61000-4-11,Voltage dips, short interruption & variations on power line, Same as RM17TG20 ¦ IEC61000-4-18,1 MHz oscillation wave, Same as RM17TG20 ¦ IEC61000-4-29,DC voltage interruption, Same as RM17TG20 ¦ IEC61000-4-13,Low frequency harmonics, Same as RM17TG20 ¦ Germanisher Lloyd,Conducted low frequency interference (harmonics), Same as RM17TG20 ¦ ,Generic emission standard, Same as RM17TG20 ¦ EN55022 / CISPR22,Radiated RF & electromagnetic field (IT equiment), Same as RM17TG20 ¦ EN55011 / CISPR11,Radiated RF & electromagnetic field (Medical equiment), Same as RM17TG20 ¦ Germanisher Lloyd,Radiated emission from enclosure port, Same as RM17TG20 ¦ EN55022 / CISPR22,Conducted RF emission on power line (IT equiment), Same as RM17TG20 ¦ EN55011 / CISPR11,Conducted RF emission on power line (Medical equiment), Same as RM17TG20 ¦ Germanisher Lloyd,Conducted emission,
RM17TG00_24.0 | Same as RM17TG20 ¦ ,Phase cut, Same as RM17TG20 ¦ ,Phase sequence, Same as RM17TG20 ¦ ,Over / undervoltage (symmetry windows mode), Same as RM17TG20 ¦ ,Over voltage, Same as RM17TG20 ¦ ,Undervoltage , Same as RM17TG20 ¦ ,Phase asymmetry, Same as RM17TG20 ¦ ,Disconnection of neutral, Same as RM17TG20 ¦ ,Voltage Regeneration, Same as RM17TG20 ¦ ,Extreme undervoltage (Phase loss), Same as RM17TG20 ¦ ,Extreme Overvoltage, Same as RM17TG20 ¦ ,Extreme Asymmetry,
RM17TG00_25.0 | Same as RM17TG20 ¦ ,Rated frequency, Same as RM17TG20 ¦ ,Frequency operating range,
RM17TG00_26.0 | - ¦ ,Input nominal voltage selection,
RM17TG00_27.0 | Same as RM17TG20 ¦ ,Input terminal,
RM17TG00_28.0 | - ¦ ,Internal input resistance,
RM17TG00_29.0 | Same as RM17TG20 ¦ IEC60529,Terminal Block, Same as RM17TG20 ¦ IEC60529,Housing, Same as RM17TG20 ¦ IEC60529,Front Panel,
RM17TG00_298.0 | Same as RM17TG20
RM17TG00_3.0 | Same as RM17TG20 ¦ ,Width,
RM17TG00_30.0 | Same as RM17TG20 Same as RM17TG20 ¦ ,Power supply availability, Same as RM17TG20 ¦ ,Power supply not availability, Same as RM17TG20 ¦ ,Timing in-progress, Same as RM17TG20 ¦ ,Output is energized, Same as RM17TG20 ¦ ,Output is de-energized, Same as RM17TG20 ¦ ,Range Setting Changes, Same as RM17TG20 ¦ ,Phase Cut, Same as RM17TG20 ¦ ,Phase Sequence Swap, Same as RM17TG20 ¦ ,Undervoltage <U, Same as RM17TG20 ¦ ,Overvoltage >U, Same as RM17TG20 ¦ ,Phase Asymmetry, Same as RM17TG20 ¦ ,Voltage Regeneration, Same as RM17TG20 ¦ ,Extreme Undervoltage <U (Phase loss), Same as RM17TG20 ¦ ,Extreme Overvoltage >U, Same as RM17TG20 ¦ ,Extreme Phase Asymmetry,
RM17TG00_31.0 | UL, CSA, DNVGL, RCM, EAC, CCC, CE, China ROHS
RM17TG00_32.0 | UL, CSA, DNVGL, RCM, EAC, CCC, CE, China ROHS
RM17TG00_33.0 | Same as RM17TG20 ¦ IEC60068-2-30,Damp heat,XX
RM17TG00_34.0 | Same as RM17TG20 ¦ ,through Un power reset, Same as RM17TG20 ¦ ,through front panel reset, Same as RM17TG20 ¦ ,through input control reset,
RM17TG00_35.0 | Same as RM17TG20 ¦ ,on crossing the threshold, Same as RM17TG20 Same as RM17TG20 Same as RM17TG20 Same as RM17TG20
RM17TG00_36.0 | Same as RM17TG20 ¦ IEC60068-3-3
RM17TG00_37.0 | Same as RM17TG20 ¦ IEC60068-2-27
RM17TG00_38.0 | Same as RM17TG20 Same as RM17TG20
RM17TG00_39.0 | Same as RM17TG20
RM17TG00_4.0 | Same as RM17TG20 ¦ IEC60255-27,Supply / Input 1, Same as RM17TG20 ¦ IEC60255-27,Supply / Input 2, Same as RM17TG20 ¦ IEC60255-27,Supply / Input 3, >100 MOhm at 500 V DC ¦ IEC60255-27,Supply / Output 1, - ¦ IEC60255-27,Supply / Output 2, - ¦ IEC60255-27,Output 1 / Output 2, Same as RM17TG20 ¦ IEC60255-27,Input 1 / Output 1, Same as RM17TG20 ¦ IEC60255-27,Input 1 / Output 2, Same as RM17TG20 ¦ IEC60255-27,Input 2 / Output 1, Same as RM17TG20 ¦ IEC60255-27,Input 2 / Output 2, Same as RM17TG20 ¦ IEC60255-27,Input 3 / Output 1, Same as RM17TG20 ¦ IEC60255-27,Input 3 / Output 2, Same as RM17TG20 ¦ IEC60255-27,Input 1 / Input 2, Same as RM17TG20 ¦ IEC60255-27,Input 2 / Input 3, Same as RM17TG20 ¦ IEC60255-27,Input 1 / Input 3,
RM17TG00_40.0 | Same as RM17TG20 ¦ IEC60664-1
RM17TG00_41.0 | Same as RM17TG20 ¦ IEC60947-5-1
RM17TG00_42.0 | Same as RM17TG20 ¦ IEC60947-1,Tightening torque,
RM17TG00_43.0 | Same as RM17TG20 ¦ IEC60068-2-6
RM17TG00_44.0 | Same as RM17TG20 ¦ ,Setting accuracy,
RM17TG00_45.0 | Same as RM17TG20
RM17TG00_46.0 | Same as RM17TG20 ¦ ,Repeat accuracy (constant parameters),
RM17TG00_47.0 | Same as RM17TG20
RM17TG00_48.0 | Same as RM17TG20 ¦ ,MTTF, Same as RM17TG20 ¦ ,B10,
RM17TG00_49.0 | Same as RM17TG20 ¦ IEC60947-5-1,Relay Output by external fuse, Same as RM17TG20 ¦ IEC62314,Solid State Output by external fuse,
RM17TG00_5.0 | Same as RM17TG20
RM17TG00_50.0 | Same as RM17TG20 ¦ ,In relation to normal vertical mounting plane,
RM17TG00_51.0 | Same as RM17TG20 ¦ IEC/EN 60715,Without socket, Same as RM17TG20 ¦ IEC/EN 60715,With socket,
RM17TG00_53.0 | Same as RM17TG20
RM17TG00_54.0 | 1 x C/O relay contacts
RM17TG00_55.0 | Same as RM17TG20 ¦ IEC60664-1
RM17TG00_58.0 | Same as RM17TG20 ¦ ,Maximum measuring cycles,
RM17TG00_59.0 | Same as RM17TG20 ¦ ,Maximum switching voltage, Same as RM17TG20 ¦ ,Maximum switching current, Same as RM17TG20 ¦ ,Maximum switching capacity,
RM17TG00_6.0 | Same as RM17TG20 ¦ IEC60947-4-1,AC-1, Same as RM17TG20 ¦ IEC60947-4-1,DC-1, Same as RM17TG20 ¦ IEC60947-5-1,AC-15, Same as RM17TG20 ¦ IEC60947-5-1,DC-13,
RM17TG00_60.0 | Same as RM17TG20 ¦ IEC60947-5-4,Minimum switching voltage, Same as RM17TG20 ¦ IEC60947-5-4,Minimum switching current, Same as RM17TG20 ¦ IEC60947-5-4,Minimum switching capacity,
RM17TG00_61.0 | Same as RM17TG20 ¦ ,Horizontal, Same as RM17TG20 ¦ ,Vertical,
RM17TG00_62.0 | Same as RM17TG20
RM17TG00_63.0 | Same as RM17TG20 ¦ ,R1 (11-12-14), Same as RM17TG20 ¦ ,R2 (21-22-24),
RM17TG00_64.0 | -
RM17TG00_65.0 | Same as RM17TG20
RM17TG00_66.0 | - ¦ ,permissible input overload,
RM17TG00_67.0 | Same as RM17TG20
RM17TG00_68.0 | Same as RM17TG20 ¦ ,"OFF" delay, Same as RM17TG20 ¦ ,"ON" delay, Same as RM17TG20 ¦ ,Inhibition,
RM17TG00_69.0 | Same as RM17TG20 ¦ ,Phase cut, Same as RM17TG20 ¦ ,Phase sequence, Same as RM17TG20 ¦ ,Over / undervoltage (symmetry windows mode), Same as RM17TG20 ¦ ,Over voltage, Same as RM17TG20 ¦ ,Undervoltage , Same as RM17TG20 ¦ ,Phase asymmetry, Same as RM17TG20 ¦ ,Disconnection of neutral, Same as RM17TG20 ¦ ,Voltage Regeneration, Same as RM17TG20 ¦ ,Extreme undervoltage (Phase loss), Same as RM17TG20 ¦ ,Extreme Overvoltage, Same as RM17TG20 ¦ ,Extreme Asymmetry,
RM17TG00_7.0 | 4kV, OVC3 ¦ IEC60664-1,Supply, Same as RM17TG20 ¦ IEC60664-1,Input 1, Same as RM17TG20 ¦ IEC60664-1,Input 2, Same as RM17TG20 ¦ IEC60664-1,Input 3, Same as RM17TG20 ¦ IEC60664-1,Output 1, Same as RM17TG20 ¦ IEC60664-1,Output 2, Same as RM17TG20 ¦ IEC60664-1,Supply / Input 1,Galvanic Same as RM17TG20 ¦ IEC60664-1,Supply / Input 2,Isolated Same as RM17TG20 ¦ IEC60664-1,Supply / Input 3,Circuit 4kV, OVC3 ¦ IEC60664-1,Supply / Output 1, - ¦ IEC60664-1,Supply / Output 2, - ¦ IEC60664-1,Output 1 / Output 2, Same as RM17TG20 ¦ IEC60664-1,Input 1 / Output 1, Same as RM17TG20 ¦ IEC60664-1,Input 1 / Output 2, Same as RM17TG20 ¦ IEC60664-1,Input 2 / Output 1, Same as RM17TG20 ¦ IEC60664-1,Input 2 / Output 2, Same as RM17TG20 ¦ IEC60664-1,Input 3 / Output 1, Same as RM17TG20 ¦ IEC60664-1,Input 3 / Output 2, Same as RM17TG20 ¦ IEC60664-1,Input 1 / Input 2, Same as RM17TG20 ¦ IEC60664-1,Input 2 / Input 3, Same as RM17TG20 ¦ IEC60664-1,Input 1 / Input 3,
RM17TG00_70.0 | Same as RM17TG20 Same as RM17TG20
RM17TG00_71.0 | Same as RM17TG20 ¦ ,Measurement error with supply voltage variation, Same as RM17TG20 ¦ ,Measurement error with temperature variation,
RM17TG00_77.0 | Same as RM17TG20 ¦ IEC61810-1,Rated switching current,
RM17TG00_78.0 | Same as RM17TG20 ¦ IEC61810-1,Rated switching voltage,
RM17TG00_8.0 | 500V ¦ IEC60664-1,Supply, Same as RM17TG20 ¦ IEC60664-1,Input 1, Same as RM17TG20 ¦ IEC60664-1,Input 2, Same as RM17TG20 ¦ IEC60664-1,Input 3, 250V ¦ IEC60664-1,Output 1, - ¦ IEC60664-1,Output 2, Same as RM17TG20 ¦ IEC60664-1,Supply / Input 1,Galvanic Same as RM17TG20 ¦ IEC60664-1,Supply / Input 2,Isolated Same as RM17TG20 ¦ IEC60664-1,Supply / Input 3,Circuit 500V ¦ IEC60664-1,Supply / Output 1, - ¦ IEC60664-1,Supply / Output 2, - ¦ IEC60664-1,Output 1 / Output 2, Same as RM17TG20 ¦ IEC60664-1,Input 1 / Output 1, Same as RM17TG20 ¦ IEC60664-1,Input 1 / Output 2, Same as RM17TG20 ¦ IEC60664-1,Input 2 / Output 1, Same as RM17TG20 ¦ IEC60664-1,Input 2 / Output 2, Same as RM17TG20 ¦ IEC60664-1,Input 3 / Output 1, Same as RM17TG20 ¦ IEC60664-1,Input 3 / Output 2, Same as RM17TG20 ¦ IEC60664-1,Input 1 / Input 2, Same as RM17TG20 ¦ IEC60664-1,Input 2 / Input 3, Same as RM17TG20 ¦ IEC60664-1,Input 1 / Input 3,
RM17TG00_81.0 | Same as RM17TG20 ¦ ,Phase lost , Same as RM17TG20 ¦ ,Phase sequence, Same as RM17TG20 ¦ ,Over / undervoltage (symmetry windows mode), Same as RM17TG20 ¦ ,Over voltage, Same as RM17TG20 ¦ ,Undervoltage , Same as RM17TG20 ¦ ,Phase asymmetry, Same as RM17TG20 ¦ ,Disconnection of neutral, Same as RM17TG20 ¦ ,Voltage Regeneration, Same as RM17TG20 ¦ ,Extreme undervoltage, Same as RM17TG20 ¦ ,Extreme overvoltage, Same as RM17TG20 ¦ ,Extreme asymmetry,
RM17TG00_9.0 | Same as RM17TG20 ¦ IEC61810-1
RM17TG00_92.0 | Same as RM17TG20 ¦ IEC62314,Only for solid state output,
RM17TG00_93.0 | Same as RM17TG20 ¦ IEC62314,Only for solid state output,
RM17TG00_94.0 | Same as RM17TG20 ¦ ,Measurement method,
RM17TG00_95.0 | Same as RM17TG20 ¦ ,Phase lost , Same as RM17TG20 ¦ ,Phase sequence, Same as RM17TG20 ¦ ,Over / undervoltage (symmetry windows mode), Same as RM17TG20 ¦ ,Over voltage, Same as RM17TG20 ¦ ,Undervoltage , Same as RM17TG20 ¦ ,Phase asymmetry, Same as RM17TG20 ¦ ,Disconnection of neutral, Same as RM17TG20 ¦ ,Voltage Regeneration, Same as RM17TG20 ¦ ,Extreme undervoltage, Same as RM17TG20 ¦ ,Extreme Overvoltage, Same as RM17TG20 ¦ ,Extreme Asymmetry,
RM17TG00_96.0 | Same as RM17TG20 ¦ ,"OFF" delay, Same as RM17TG20 ¦ ,"ON" delay, Same as RM17TG20 ¦ ,Inhibition,
RM17TG20 | 3K9 (refer absolute Humidity 36g/m3 as worst case product Mission Profile RH evaluation) ¦ IEC60721-3-3,Climatic category, Class C ¦ Germanisher Lloyd,Environmental category, 6 cycles 24h ; +25°C +55°C ; RH: 93%..97% ¦ IEC60947-5-1,Cyclic Damp Heat Test, 208..440 AC ¦ ,Supply,Rated - ¦ ,Input 1,Voltage - ¦ ,Input 2,Spec - ¦ ,Input 3, 250V ¦ ,Output 1, 250V ¦ ,Output 2, Resistive Voltage Step Down ¦ ,Measurement mode, No - - 1) When input monitored @ normal condition, output is always energized 2) When input monitored @ fault condition, output is always de-energized Cannot declare MTTF = MTTFd (Note: customer confuses as safety product) ¦ ,MTTFd, Cannot declare B10 = B10d (Note: customer confuses as safety product) ¦ ,B10d, Drawing / Diagram
RM17TG20_1.0 | 72 ¦ ,Depth,
RM17TG20_10.0 | =< 650 Internal Design spec: >300ms and =< 650ms when product is fully discharged at min rated voltage
RM17TG20_11.0 | ~ 3 x 208…3 x 440 ~ 3 x 183…3 x 484
RM17TG20_12.0 | -20oC..+50oC @50Hz -20oC..+50oC @60Hz ¦ ,Operation,
RM17TG20_13.0 | -40oC..+70oC ¦ ,Storage,
RM17TG20_14.0 | 10gn - 16ms ; 1000 X 6 axis (Non-Operating) ¦ IEC60068-2-29
RM17TG20_15.0 | 6mm (Screw Terminal) ¦ ,Cable stripping length,
RM17TG20_16.0 | L1, L2, L3 ¦ ,Supply,Terminal - ¦ ,Input 1, - ¦ ,Input 2, - ¦ ,Input 3, 11,12,14 ¦ ,Output 1, 21,22,24 ¦ ,Output 2,
RM17TG20_17.0 | 1 conductor: 0.5…3.3 (AWG 20…AWG 12) 2 conductors: 0.5…2.5 (AWG 20…AWG 14) ¦ IEC60947-1,Solid cable without cable end (screw terminal), 1 conductor: 0.5…2.5 (AWG 20…AWG 14) 2 conductors: 0.5…1.5 (AWG 20…AWG 16) ¦ IEC60947-1,Flexible cable with cable end (screw terminal), - ¦ IEC60947-1,Solid cable (spring terminal), - ¦ IEC60947-1,Flexible cable (spring terminal),
RM17TG20_18.0 | Cadmium free
RM17TG20_19.0 | -
RM17TG20_2.0 | 90 ¦ ,Height,
RM17TG20_20.0 | - ¦ IEC60255-27,Supply / Input 1, - ¦ IEC60255-27,Supply / Input 2, - ¦ IEC60255-27,Supply / Input 3, 2.0kV, 50/60Hz for 1 min ¦ IEC60255-27,Supply / Output 1, 2.0kV, 50/60Hz for 1 min ¦ IEC60255-27,Supply / Output 2, 2.0kV, 50/60Hz for 1 min ¦ IEC60255-27,Output 1 / Output 2, - ¦ IEC60255-27,Input 1 / Output 1, - ¦ IEC60255-27,Input 1 / Output 2, - ¦ IEC60255-27,Input 2 / Output 1, - ¦ IEC60255-27,Input 2 / Output 2, - ¦ IEC60255-27,Input 3 / Output 1, - ¦ IEC60255-27,Input 3 / Output 2, - ¦ IEC60255-27,Input 1 / Input 2, - ¦ IEC60255-27,Input 2 / Input 3, - ¦ IEC60255-27,Input 1 / Input 3,
RM17TG20_21.0 | EN/IEC 60255-1/60255-26/60255-27; EN/IEC 61000-6-1 to 61000-6-4; UL 508; CSA C22.2 No. 14, GB/T14048.5 2014/35/EU 2014/30/EU 2011/65/EU
RM17TG20_22.0 | 1
RM17TG20_23.0 | IEC61000-6-1, IEC 61000-6-2 ¦ ,Generic immunity standard, Level III (Contact : 6kV / Air : 8kV) ¦ IEC61000-4-2,Electrostatic discharge, Level I (10V/m: 2.0GHz to 2.7GHz) Level II (10V/m: 1.4 GHz to 2.0GHz) Level III (10V/m : 80MHz to 1GHz) ¦ IEC61000-4-3,Radiated RF & electromagnetic field, Level III (Supply: 2kV, 5kHz/100kHz) (I/O: 1kV, 5kHz/100kHz) ¦ IEC61000-4-4,Fast transient / burst, Level III (Supply:CM: 2kV, DM: 1KV) (I/O:CM: 0.5kV, DM: 0.5KV) ¦ IEC61000-4-5,Surge, Level III (10Vrms : 0.15MHz to 80MHz) ¦ IEC61000-4-6,Conducted RF disturbance, Level IV (30A/m : continous) (300A/m : 3s) ¦ IEC61000-4-8,Power frequency magnetic field, Class II 0%, 1/2 cycle 0%, 1 cycle 70% 25 cycles (50Hz) 70%, 30 cycles (60Hz) 0%, 250 cycles (50Hz) 0%, 300 cycles (60Hz) ¦ IEC61000-4-11,Voltage dips, short interruption & variations on power line, Level III (Supply:CM: 2.5kV, DM: 1KV) (I/O:CM: 2.5kV, DM: 1KV) ¦ IEC61000-4-18,1 MHz oscillation wave, - ¦ IEC61000-4-29,DC voltage interruption, - ¦ IEC61000-4-13,Low frequency harmonics, DC Supply : 50 Hz to 10 kHz, 3Vrms (Max 2W) - Not applicable AC Supply : 1st…200th harmonics, Max 2W ¦ Germanisher Lloyd,Conducted low frequency interference (harmonics), IEC61000-6-3, IEC 61000-6-4 ¦ ,Generic emission standard, Class B ¦ EN55022 / CISPR22,Radiated RF & electromagnetic field (IT equiment), Class B, Group 1 ¦ EN55011 / CISPR11,Radiated RF & electromagnetic field (Medical equiment), EMC 2 ¦ Germanisher Lloyd,Radiated emission from enclosure port, Class B ¦ EN55022 / CISPR22,Conducted RF emission on power line (IT equiment), Class B, Group 1 ¦ EN55011 / CISPR11,Conducted RF emission on power line (Medical equiment), EMC 2 ¦ Germanisher Lloyd,Conducted emission,
RM17TG20_24.0 | All phase cut recover ¦ ,Phase cut, Total phase swap recover Internal design spec: L31 lag L21 >= 15o or L31 lag L21 <= 135o ¦ ,Phase sequence, - ¦ ,Over / undervoltage (symmetry windows mode), - ¦ ,Over voltage, - ¦ ,Undervoltage , - ¦ ,Phase asymmetry, - ¦ ,Disconnection of neutral, - ¦ ,Voltage Regeneration, All phases > 183V Internal design spec: All phases >153V +/- 10% ¦ ,Extreme undervoltage (Phase loss), - ¦ ,Extreme Overvoltage, - ¦ ,Extreme Asymmetry,
RM17TG20_25.0 | 50 / 60 ¦ ,Rated frequency, 45…66 ¦ ,Frequency operating range,
RM17TG20_26.0 | - ¦ ,Input nominal voltage selection,
RM17TG20_27.0 | L1-L2-L3 ¦ ,Input terminal,
RM17TG20_28.0 | - ¦ ,Internal input resistance,
RM17TG20_29.0 | IP20 ¦ IEC60529,Terminal Block, IP30 ¦ IEC60529,Housing, - ¦ IEC60529,Front Panel,
RM17TG20_298.0 | 85
RM17TG20_3.0 | 17.5 ¦ ,Width,
RM17TG20_30.0 | R (Amber) - ¦ ,Power supply availability, - ¦ ,Power supply not availability, - ¦ ,Timing in-progress, R - ON ¦ ,Output is energized, R - OFF ¦ ,Output is de-energized, - ¦ ,Range Setting Changes, - ¦ ,Phase Cut, - ¦ ,Phase Sequence Swap, - ¦ ,Undervoltage <U, - ¦ ,Overvoltage >U, - ¦ ,Phase Asymmetry, - ¦ ,Voltage Regeneration, - ¦ ,Extreme Undervoltage <U (Phase loss), - ¦ ,Extreme Overvoltage >U, - ¦ ,Extreme Phase Asymmetry,
RM17TG20_31.0 | UL, CSA, DNVGL, RCM, EAC, CCC, CE, China ROHS
RM17TG20_32.0 | UL, CSA, DNVGL, RCM, EAC, CCC, CE, China ROHS
RM17TG20_33.0 | 6 cycles 24h ; +25°C +55°C ; RH: 93%..97% ¦ IEC60068-2-30,Damp heat,XX
RM17TG20_34.0 | =< 1500 at maximum rated supply voltage ¦ ,through Un power reset, - ¦ ,through front panel reset, - ¦ ,through input control reset,
RM17TG20_35.0 | =< 130 ¦ ,on crossing the threshold, - - - -
RM17TG20_36.0 | Horizontal (x,z): ±3.5mm from 1Hz…9Hz 1g from 9Hz..35Hz Vertical (y): ±1.5mm from 1Hz…9Hz 0.5g from 9Hz..35Hz ¦ IEC60068-3-3
RM17TG20_37.0 | 15gn - 11ms ; 3 X 6 axis (Non-Operating) 5gn - 11ms ; 3 X 6 axis (Operating) ¦ IEC60068-2-27
RM17TG20_38.0 | 50 / 60 45…66
RM17TG20_39.0 | L1-L3
RM17TG20_4.0 | - ¦ IEC60255-27,Supply / Input 1, - ¦ IEC60255-27,Supply / Input 2, - ¦ IEC60255-27,Supply / Input 3, >100 MOhm at 500 V DC ¦ IEC60255-27,Supply / Output 1, >100 MOhm at 500 V DC ¦ IEC60255-27,Supply / Output 2, >100 MOhm at 500 V DC ¦ IEC60255-27,Output 1 / Output 2, - ¦ IEC60255-27,Input 1 / Output 1, - ¦ IEC60255-27,Input 1 / Output 2, - ¦ IEC60255-27,Input 2 / Output 1, - ¦ IEC60255-27,Input 2 / Output 2, - ¦ IEC60255-27,Input 3 / Output 1, - ¦ IEC60255-27,Input 3 / Output 2, - ¦ IEC60255-27,Input 1 / Input 2, - ¦ IEC60255-27,Input 2 / Input 3, - ¦ IEC60255-27,Input 1 / Input 3,
RM17TG20_40.0 | 3 ¦ IEC60664-1
RM17TG20_41.0 | 5A ¦ IEC60947-5-1
RM17TG20_42.0 | 0.6…1 Nm ¦ IEC60947-1,Tightening torque,
RM17TG20_43.0 | 0.075 mm (f = 10...58.1 Hz), 1 gn (f = 58.1...150Hz) (Non-Operating) 0.035 mm (f = 10...60.1 Hz), 0.5 gn (f = 60.1...150Hz) (Operating) ¦ IEC60068-2-6
RM17TG20_44.0 | - ¦ ,Setting accuracy,
RM17TG20_45.0 | -
RM17TG20_46.0 | - ¦ ,Repeat accuracy (constant parameters),
RM17TG20_47.0 | -
RM17TG20_48.0 | 8,100,000 hours ¦ ,MTTF, 850,000 hours ¦ ,B10,
RM17TG20_49.0 | 5A ¦ IEC60947-5-1,Relay Output by external fuse, - ¦ IEC62314,Solid State Output by external fuse,
RM17TG20_5.0 | =<20 @ Output Energized Internal Design Spec: =<40 @ Output Energized
RM17TG20_50.0 | Any position ¦ ,In relation to normal vertical mounting plane,
RM17TG20_51.0 | On 35 mm DIN rail ¦ IEC/EN 60715,Without socket, - ¦ IEC/EN 60715,With socket,
RM17TG20_53.0 | 11-12-14, 21-22-24
RM17TG20_54.0 | 2 x C/O relay contacts
RM17TG20_55.0 | 3 ¦ IEC60664-1
RM17TG20_58.0 | - ¦ ,Maximum measuring cycles,
RM17TG20_59.0 | 250V ¦ ,Maximum switching voltage, 5A ¦ ,Maximum switching current, - ¦ ,Maximum switching capacity,
RM17TG20_6.0 | NO: 250VAC/5A, 100k cycles ¦ IEC60947-4-1,AC-1, NO: 24VDC/5A, 100k cycles ¦ IEC60947-4-1,DC-1, NO: 250VAC/0.15A, 100k cycles ¦ IEC60947-5-1,AC-15, NO: 24VDC/1A, 100k cycles ¦ IEC60947-5-1,DC-13,
RM17TG20_60.0 | - ¦ IEC60947-5-4,Minimum switching voltage, - ¦ IEC60947-5-4,Minimum switching current, NO: 12V/10mA, MCTF > 80,000,000 ¦ IEC60947-5-4,Minimum switching capacity,
RM17TG20_61.0 | 1x product height ¦ ,Horizontal, 1x product width ¦ ,Vertical,
RM17TG20_62.0 | 1
RM17TG20_63.0 | Energized on fault-free ¦ ,R1 (11-12-14), Energized on fault-free ¦ ,R2 (21-22-24),
RM17TG20_64.0 | -
RM17TG20_65.0 | -
RM17TG20_66.0 | - ¦ ,permissible input overload,
RM17TG20_67.0 | 28VA @ 480VAC, 60Hz 18VA @ 400VAC, 50Hz
RM17TG20_68.0 | - ¦ ,"OFF" delay, - ¦ ,"ON" delay, - ¦ ,Inhibition,
RM17TG20_69.0 | 1 or more phase cut ¦ ,Phase cut, Total swap of phase Internal design spec: L31 lag L21 =< 10o or L31 lag L21 >= 150o ¦ ,Phase sequence, - ¦ ,Over / undervoltage (symmetry windows mode), - ¦ ,Over voltage, - ¦ ,Undervoltage , - ¦ ,Phase asymmetry, - ¦ ,Disconnection of neutral, - ¦ ,Voltage Regeneration, 2 or more phase < 100V Internal design spec: 2 or more phase <150V +/- 10% ¦ ,Extreme undervoltage (Phase loss), - ¦ ,Extreme Overvoltage, - ¦ ,Extreme Asymmetry,
RM17TG20_7.0 | 4kV, OVC3 ¦ IEC60664-1,Supply, - ¦ IEC60664-1,Input 1, - ¦ IEC60664-1,Input 2, - ¦ IEC60664-1,Input 3, - ¦ IEC60664-1,Output 1, - ¦ IEC60664-1,Output 2, - ¦ IEC60664-1,Supply / Input 1,Galvanic - ¦ IEC60664-1,Supply / Input 2,Isolated - ¦ IEC60664-1,Supply / Input 3,Circuit 4kV, OVC3 ¦ IEC60664-1,Supply / Output 1, 4kV, OVC3 ¦ IEC60664-1,Supply / Output 2, 4kV, OVC3 ¦ IEC60664-1,Output 1 / Output 2, - ¦ IEC60664-1,Input 1 / Output 1, - ¦ IEC60664-1,Input 1 / Output 2, - ¦ IEC60664-1,Input 2 / Output 1, - ¦ IEC60664-1,Input 2 / Output 2, - ¦ IEC60664-1,Input 3 / Output 1, - ¦ IEC60664-1,Input 3 / Output 2, - ¦ IEC60664-1,Input 1 / Input 2, - ¦ IEC60664-1,Input 2 / Input 3, - ¦ IEC60664-1,Input 1 / Input 3,
RM17TG20_70.0 | - -
RM17TG20_71.0 | - ¦ ,Measurement error with supply voltage variation, - ¦ ,Measurement error with temperature variation,
RM17TG20_77.0 | 5A ¦ IEC61810-1,Rated switching current,
RM17TG20_78.0 | 250V ¦ IEC61810-1,Rated switching voltage,
RM17TG20_8.0 | 500V ¦ IEC60664-1,Supply, - ¦ IEC60664-1,Input 1, - ¦ IEC60664-1,Input 2, - ¦ IEC60664-1,Input 3, 250V ¦ IEC60664-1,Output 1, 250V ¦ IEC60664-1,Output 2, - ¦ IEC60664-1,Supply / Input 1,Galvanic - ¦ IEC60664-1,Supply / Input 2,Isolated - ¦ IEC60664-1,Supply / Input 3,Circuit 500V ¦ IEC60664-1,Supply / Output 1, 500V ¦ IEC60664-1,Supply / Output 2, 250V ¦ IEC60664-1,Output 1 / Output 2, - ¦ IEC60664-1,Input 1 / Output 1, - ¦ IEC60664-1,Input 1 / Output 2, - ¦ IEC60664-1,Input 2 / Output 1, - ¦ IEC60664-1,Input 2 / Output 2, - ¦ IEC60664-1,Input 3 / Output 1, - ¦ IEC60664-1,Input 3 / Output 2, - ¦ IEC60664-1,Input 1 / Input 2, - ¦ IEC60664-1,Input 2 / Input 3, - ¦ IEC60664-1,Input 1 / Input 3,
RM17TG20_81.0 | governed by response time only, status reflects to both R1 & R2 ¦ ,Phase lost , governed by response time only, status reflects to both R1 & R2 ¦ ,Phase sequence, - ¦ ,Over / undervoltage (symmetry windows mode), - ¦ ,Over voltage, - ¦ ,Undervoltage , - ¦ ,Phase asymmetry, - ¦ ,Disconnection of neutral, - ¦ ,Voltage Regeneration, governed by response time only, status reflects to both R1 & R2 ¦ ,Extreme undervoltage, - ¦ ,Extreme overvoltage, - ¦ ,Extreme asymmetry,
RM17TG20_9.0 | 30 x 106 cycles ¦ IEC61810-1
RM17TG20_92.0 | - ¦ IEC62314,Only for solid state output,
RM17TG20_93.0 | - ¦ IEC62314,Only for solid state output,
RM17TG20_94.0 | Non True RMS ¦ ,Measurement method,
RM17TG20_95.0 | - ¦ ,Phase lost , - ¦ ,Phase sequence, - ¦ ,Over / undervoltage (symmetry windows mode), - ¦ ,Over voltage, - ¦ ,Undervoltage , - ¦ ,Phase asymmetry, - ¦ ,Disconnection of neutral, - ¦ ,Voltage Regeneration, - ¦ ,Extreme undervoltage, - ¦ ,Extreme Overvoltage, - ¦ ,Extreme Asymmetry,
RM17TG20_96.0 | - ¦ ,"OFF" delay, - ¦ ,"ON" delay, - ¦ ,Inhibition,
RM17TT00 | 3K9 (refer absolute Humidity 36g/m3 as worst case product Mission Profile RH evaluation) ¦ IEC60721-3-3,Climatic category, Class C ¦ Germanisher Lloyd,Environmental category, 6 cycles 24h ; +25°C +55°C ; RH: 93%..97% ¦ IEC60947-5-1,Cyclic Damp Heat Test, 208..480 AC ¦ ,Supply,Rated - ¦ ,Input 1,Voltage - ¦ ,Input 2,Spec - ¦ ,Input 3, 250V ¦ ,Output 1, - ¦ ,Output 2, Resistive Voltage Step Down ¦ ,Measurement mode, Yes - - 1) When input monitored @ normal condition, output is always energized 2) When input monitored @ fault condition, output is always de-energized Cannot declare MTTF = MTTFd (Note: customer confuses as safety product) ¦ ,MTTFd, Cannot declare B10 = B10d (Note: customer confuses as safety product) ¦ ,B10d, Drawing / Diagram
RM17TT00_1.0 | 72 ¦ ,Depth,
RM17TT00_10.0 | =< 650 Internal Design spec: >300ms and =< 650ms when product is fully discharged at min rated voltage
RM17TT00_11.0 | ~ 3 x 208…3 x 480 ~ 3 x 183…3 x 528
RM17TT00_12.0 | -20oC..+50oC @50Hz -20oC..+50oC @60Hz ¦ ,Operation,
RM17TT00_13.0 | -40oC..+70oC ¦ ,Storage,
RM17TT00_14.0 | 10gn - 16ms ; 1000 X 6 axis (Non-Operating) ¦ IEC60068-2-29
RM17TT00_15.0 | 6mm (Screw Terminal) ¦ ,Cable stripping length,
RM17TT00_16.0 | L1, L2, L3 ¦ ,Supply,Terminal - ¦ ,Input 1, - ¦ ,Input 2, - ¦ ,Input 3, 11,12,14 ¦ ,Output 1, - ¦ ,Output 2,
RM17TT00_17.0 | 1 conductor: 0.5…4 (AWG 20…AWG 11) 2 conductors: 0.5…2.5 (AWG 20…AWG 14) ¦ IEC60947-1,Solid cable without cable end (screw terminal), 1 conductor: 0.2…2.5 (AWG 24…AWG 14) 2 conductors: 0.2…1.5 (AWG 24…AWG 16) ¦ IEC60947-1,Flexible cable with cable end (screw terminal), - ¦ IEC60947-1,Solid cable (spring terminal), - ¦ IEC60947-1,Flexible cable (spring terminal),
RM17TT00_18.0 | Cadmium free
RM17TT00_19.0 | -
RM17TT00_2.0 | 90 ¦ ,Height,
RM17TT00_20.0 | - ¦ IEC60255-27,Supply / Input 1, - ¦ IEC60255-27,Supply / Input 2, - ¦ IEC60255-27,Supply / Input 3, 2.0kV, 50/60Hz for 1 min ¦ IEC60255-27,Supply / Output 1, - ¦ IEC60255-27,Supply / Output 2, - ¦ IEC60255-27,Output 1 / Output 2, - ¦ IEC60255-27,Input 1 / Output 1, - ¦ IEC60255-27,Input 1 / Output 2, - ¦ IEC60255-27,Input 2 / Output 1, - ¦ IEC60255-27,Input 2 / Output 2, - ¦ IEC60255-27,Input 3 / Output 1, - ¦ IEC60255-27,Input 3 / Output 2, - ¦ IEC60255-27,Input 1 / Input 2, - ¦ IEC60255-27,Input 2 / Input 3, - ¦ IEC60255-27,Input 1 / Input 3,
RM17TT00_21.0 | EN/IEC 60255-1/60255-26/60255-27; EN/IEC 61000-6-1 to 61000-6-4; UL 508; CSA C22.2 No. 14, GB/T14048.5 2014/35/EU 2014/30/EU 2011/65/EU
RM17TT00_22.0 | 1
RM17TT00_23.0 | IEC61000-6-1, IEC 61000-6-2 ¦ ,Generic immunity standard, Level III (Contact : 6kV / Air : 8kV) ¦ IEC61000-4-2,Electrostatic discharge, Level I (10V/m: 2.0GHz to 2.7GHz) Level II (10V/m: 1.4 GHz to 2.0GHz) Level III (10V/m : 80MHz to 1GHz) ¦ IEC61000-4-3,Radiated RF & electromagnetic field, Level III (Supply: 2kV, 5kHz/100kHz) (I/O: 1kV, 5kHz/100kHz) ¦ IEC61000-4-4,Fast transient / burst, Level III (Supply:CM: 2kV, DM: 1KV) (I/O:CM: 0.5kV, DM: 0.5KV) ¦ IEC61000-4-5,Surge, Level III (10Vrms : 0.15MHz to 80MHz) ¦ IEC61000-4-6,Conducted RF disturbance, Level IV (30A/m : continous) (300A/m : 3s) ¦ IEC61000-4-8,Power frequency magnetic field, Class II 0%, 1/2 cycle 0%, 1 cycle 70% 25 cycles (50Hz) 70%, 30 cycles (60Hz) 0%, 250 cycles (50Hz) 0%, 300 cycles (60Hz) ¦ IEC61000-4-11,Voltage dips, short interruption & variations on power line, Level III (Supply:CM: 2.5kV, DM: 1KV) (I/O:CM: 2.5kV, DM: 1KV) ¦ IEC61000-4-18,1 MHz oscillation wave, - ¦ IEC61000-4-29,DC voltage interruption, - ¦ IEC61000-4-13,Low frequency harmonics, DC Supply : 50 Hz to 10 kHz, 3Vrms (Max 2W) - Not applicable AC Supply : 1st…200th harmonics, Max 2W ¦ Germanisher Lloyd,Conducted low frequency interference (harmonics), IEC61000-6-3, IEC 61000-6-4 ¦ ,Generic emission standard, Class B ¦ EN55022 / CISPR22,Radiated RF & electromagnetic field (IT equiment), Class B, Group 1 ¦ EN55011 / CISPR11,Radiated RF & electromagnetic field (Medical equiment), EMC 2 ¦ Germanisher Lloyd,Radiated emission from enclosure port, Class B ¦ EN55022 / CISPR22,Conducted RF emission on power line (IT equiment), Class B, Group 1 ¦ EN55011 / CISPR11,Conducted RF emission on power line (Medical equiment), EMC 2 ¦ Germanisher Lloyd,Conducted emission,
RM17TT00_24.0 | All phase cut recover ¦ ,Phase cut, Total phase swap recover Internal design spec: L23 lags L13 < 180o ¦ ,Phase sequence, - ¦ ,Over / undervoltage (symmetry windows mode), - ¦ ,Over voltage, - ¦ ,Undervoltage , - ¦ ,Phase asymmetry, - ¦ ,Disconnection of neutral, 0.3 ¦ ,Voltage Regeneration, All phases > 195V Internal design spec: All phases >180V +/- 5% ¦ ,Extreme undervoltage (Phase loss), Internal design spec: All phases <533V +/- 5% ¦ ,Extreme Overvoltage, - ¦ ,Extreme Asymmetry,
RM17TT00_25.0 | 50 / 60 ¦ ,Rated frequency, 45…66 ¦ ,Frequency operating range,
RM17TT00_26.0 | 208, 220, 380, 400, 415, 440, 480 ¦ ,Input nominal voltage selection,
RM17TT00_27.0 | L1-L2-L3 ¦ ,Input terminal,
RM17TT00_28.0 | - ¦ ,Internal input resistance,
RM17TT00_29.0 | IP20 ¦ IEC60529,Terminal Block, IP30 ¦ IEC60529,Housing, - ¦ IEC60529,Front Panel,
RM17TT00_298.0 | 80
RM17TT00_3.0 | 17.5 ¦ ,Width,
RM17TT00_30.0 | Un (Green) R (Amber) Un - ON ¦ ,Power supply availability, Un - OFF ¦ ,Power supply not availability, R - Slow Blink (50% ON; 50% OFF) @ 1Hz ¦ ,Timing in-progress, R - ON ¦ ,Output is energized, R - OFF ¦ ,Output is de-energized, All LEDs - Fast Blink (5% ON; 95% OFF) @ 1Hz ¦ ,Range Setting Changes, - ¦ ,Phase Cut, - ¦ ,Phase Sequence Swap, - ¦ ,Undervoltage <U, - ¦ ,Overvoltage >U, - ¦ ,Phase Asymmetry, - ¦ ,Voltage Regeneration, - ¦ ,Extreme Undervoltage <U (Phase loss), - ¦ ,Extreme Overvoltage >U, - ¦ ,Extreme Phase Asymmetry,
RM17TT00_31.0 | UL, CSA, DNVGL, RCM, EAC, CCC, CE, China ROHS
RM17TT00_32.0 | UL, CSA, DNVGL, RCM, EAC, CCC, CE, China ROHS
RM17TT00_33.0 | 6 cycles 24h ; +25°C +55°C ; RH: 93%..97% ¦ IEC60068-2-30,Damp heat,XX
RM17TT00_34.0 | =< 1500 at maximum rated supply voltage ¦ ,through Un power reset, - ¦ ,through front panel reset, - ¦ ,through input control reset,
RM17TT00_35.0 | =< 200 ¦ ,on crossing the threshold, - - - -
RM17TT00_36.0 | Horizontal (x,z): ±3.5mm from 1Hz…9Hz 1g from 9Hz..35Hz Vertical (y): ±1.5mm from 1Hz…9Hz 0.5g from 9Hz..35Hz ¦ IEC60068-3-3
RM17TT00_37.0 | 15gn - 11ms ; 3 X 6 axis (Non-Operating) 5gn - 11ms ; 3 X 6 axis (Operating) ¦ IEC60068-2-27
RM17TT00_38.0 | 50 / 60 45…66
RM17TT00_39.0 | L1-L3
RM17TT00_4.0 | - ¦ IEC60255-27,Supply / Input 1, - ¦ IEC60255-27,Supply / Input 2, - ¦ IEC60255-27,Supply / Input 3, >100 MOhm at 500 V DC ¦ IEC60255-27,Supply / Output 1, - ¦ IEC60255-27,Supply / Output 2, - ¦ IEC60255-27,Output 1 / Output 2, - ¦ IEC60255-27,Input 1 / Output 1, - ¦ IEC60255-27,Input 1 / Output 2, - ¦ IEC60255-27,Input 2 / Output 1, - ¦ IEC60255-27,Input 2 / Output 2, - ¦ IEC60255-27,Input 3 / Output 1, - ¦ IEC60255-27,Input 3 / Output 2, - ¦ IEC60255-27,Input 1 / Input 2, - ¦ IEC60255-27,Input 2 / Input 3, - ¦ IEC60255-27,Input 1 / Input 3,
RM17TT00_40.0 | 3 ¦ IEC60664-1
RM17TT00_41.0 | 5A ¦ IEC60947-5-1
RM17TT00_42.0 | 0.6…1 Nm ¦ IEC60947-1,Tightening torque,
RM17TT00_43.0 | 0.075 mm (f = 10...58.1 Hz), 1 gn (f = 58.1...150Hz) (Non-Operating) 0.035 mm (f = 10...60.1 Hz), 0.5 gn (f = 60.1...150Hz) (Operating) ¦ IEC60068-2-6
RM17TT00_44.0 | - ¦ ,Setting accuracy,
RM17TT00_45.0 | -
RM17TT00_46.0 | +/- 0.5% ¦ ,Repeat accuracy (constant parameters),
RM17TT00_47.0 | -
RM17TT00_48.0 | 4,400,000 hours ¦ ,MTTF, 470,000 hours ¦ ,B10,
RM17TT00_49.0 | 5A ¦ IEC60947-5-1,Relay Output by external fuse, - ¦ IEC62314,Solid State Output by external fuse,
RM17TT00_5.0 | =<20 @ Output Energized Internal Design Spec: =<40 @ Output Energized
RM17TT00_50.0 | Any position ¦ ,In relation to normal vertical mounting plane,
RM17TT00_51.0 | On 35 mm DIN rail ¦ IEC/EN 60715,Without socket, - ¦ IEC/EN 60715,With socket,
RM17TT00_53.0 | 11-12-14
RM17TT00_54.0 | 1 x C/O relay contacts
RM17TT00_55.0 | 3 ¦ IEC60664-1
RM17TT00_58.0 | 150ms / measurement as true rms value ¦ ,Maximum measuring cycles,
RM17TT00_59.0 | 250V ¦ ,Maximum switching voltage, 5A ¦ ,Maximum switching current, - ¦ ,Maximum switching capacity,
RM17TT00_6.0 | NO: 250VAC/5A, 100k cycles ¦ IEC60947-4-1,AC-1, NO: 24VDC/5A, 100k cycles ¦ IEC60947-4-1,DC-1, NO: 250VAC/0.15A, 100k cycles ¦ IEC60947-5-1,AC-15, NO: 24VDC/1A, 100k cycles ¦ IEC60947-5-1,DC-13,
RM17TT00_60.0 | - ¦ IEC60947-5-4,Minimum switching voltage, - ¦ IEC60947-5-4,Minimum switching current, NO: 12V/10mA, MCTF > 80,000,000 ¦ IEC60947-5-4,Minimum switching capacity,
RM17TT00_61.0 | 1x product height ¦ ,Horizontal, 1x product width ¦ ,Vertical,
RM17TT00_62.0 | 1
RM17TT00_63.0 | Energized on fault-free ¦ ,R1 (11-12-14), - ¦ ,R2 (21-22-24),
RM17TT00_64.0 | -
RM17TT00_65.0 | -
RM17TT00_66.0 | - ¦ ,permissible input overload,
RM17TT00_67.0 | 28VA @ 480VAC, 60Hz 18VA @ 400VAC, 50Hz
RM17TT00_68.0 | - ¦ ,"OFF" delay, - ¦ ,"ON" delay, - ¦ ,Inhibition,
RM17TT00_69.0 | 1 or more phase cut ¦ ,Phase cut, Total swap of phase Internal design spec: L23 lags L13 >= 180o ¦ ,Phase sequence, - ¦ ,Over / undervoltage (symmetry windows mode), - ¦ ,Over voltage, - ¦ ,Undervoltage , - ¦ ,Phase asymmetry, - ¦ ,Disconnection of neutral, 1 or more phase < 70% of selected Un Internal design spec: 30% +/- 5% ¦ ,Voltage Regeneration, 1 or more phase < 150V Internal design spec: 1 or more phase <175V +/- 5% ¦ ,Extreme undervoltage (Phase loss), Internal design spec: 543V +/- 5% ¦ ,Extreme Overvoltage, Internal design spec: 48% +/- 6% ¦ ,Extreme Asymmetry,
RM17TT00_7.0 | 4kV, OVC3 ¦ IEC60664-1,Supply, - ¦ IEC60664-1,Input 1, - ¦ IEC60664-1,Input 2, - ¦ IEC60664-1,Input 3, - ¦ IEC60664-1,Output 1, - ¦ IEC60664-1,Output 2, - ¦ IEC60664-1,Supply / Input 1,Galvanic - ¦ IEC60664-1,Supply / Input 2,Isolated - ¦ IEC60664-1,Supply / Input 3,Circuit 4kV, OVC3 ¦ IEC60664-1,Supply / Output 1, - ¦ IEC60664-1,Supply / Output 2, - ¦ IEC60664-1,Output 1 / Output 2, - ¦ IEC60664-1,Input 1 / Output 1, - ¦ IEC60664-1,Input 1 / Output 2, - ¦ IEC60664-1,Input 2 / Output 1, - ¦ IEC60664-1,Input 2 / Output 2, - ¦ IEC60664-1,Input 3 / Output 1, - ¦ IEC60664-1,Input 3 / Output 2, - ¦ IEC60664-1,Input 1 / Input 2, - ¦ IEC60664-1,Input 2 / Input 3, - ¦ IEC60664-1,Input 1 / Input 3,
RM17TT00_70.0 | - -
RM17TT00_71.0 | < 1% of selected Un ¦ ,Measurement error with supply voltage variation, < 0.05% / oC ¦ ,Measurement error with temperature variation,
RM17TT00_77.0 | 5A ¦ IEC61810-1,Rated switching current,
RM17TT00_78.0 | 250V ¦ IEC61810-1,Rated switching voltage,
RM17TT00_8.0 | 500V ¦ IEC60664-1,Supply, - ¦ IEC60664-1,Input 1, - ¦ IEC60664-1,Input 2, - ¦ IEC60664-1,Input 3, 250V ¦ IEC60664-1,Output 1, - ¦ IEC60664-1,Output 2, - ¦ IEC60664-1,Supply / Input 1,Galvanic - ¦ IEC60664-1,Supply / Input 2,Isolated - ¦ IEC60664-1,Supply / Input 3,Circuit 500V ¦ IEC60664-1,Supply / Output 1, - ¦ IEC60664-1,Supply / Output 2, - ¦ IEC60664-1,Output 1 / Output 2, - ¦ IEC60664-1,Input 1 / Output 1, - ¦ IEC60664-1,Input 1 / Output 2, - ¦ IEC60664-1,Input 2 / Output 1, - ¦ IEC60664-1,Input 2 / Output 2, - ¦ IEC60664-1,Input 3 / Output 1, - ¦ IEC60664-1,Input 3 / Output 2, - ¦ IEC60664-1,Input 1 / Input 2, - ¦ IEC60664-1,Input 2 / Input 3, - ¦ IEC60664-1,Input 1 / Input 3,
RM17TT00_81.0 | governed by response time only, status reflects to both R1 & R2 ¦ ,Phase lost , governed by response time only, status reflects to both R1 & R2 ¦ ,Phase sequence, - ¦ ,Over / undervoltage (symmetry windows mode), - ¦ ,Over voltage, - ¦ ,Undervoltage , - ¦ ,Phase asymmetry, - ¦ ,Disconnection of neutral, governed by response time only, status reflects to both R1 & R2 ¦ ,Voltage Regeneration, governed by response time only, status reflects to both R1 & R2 ¦ ,Extreme undervoltage, governed by response time only, status reflects to both R1 & R2 ¦ ,Extreme overvoltage, governed by response time only, status reflects to both R1 & R2 ¦ ,Extreme asymmetry,
RM17TT00_9.0 | 30 x 106 cycles ¦ IEC61810-1
RM17TT00_92.0 | - ¦ IEC62314,Only for solid state output,
RM17TT00_93.0 | - ¦ IEC62314,Only for solid state output,
RM17TT00_94.0 | True RMS ¦ ,Measurement method,
RM17TT00_95.0 | - ¦ ,Phase lost , - ¦ ,Phase sequence, - ¦ ,Over / undervoltage (symmetry windows mode), - ¦ ,Over voltage, - ¦ ,Undervoltage , - ¦ ,Phase asymmetry, - ¦ ,Disconnection of neutral, - ¦ ,Voltage Regeneration, - ¦ ,Extreme undervoltage, - ¦ ,Extreme Overvoltage, - ¦ ,Extreme Asymmetry,
RM17TT00_96.0 | - ¦ ,"OFF" delay, - ¦ ,"ON" delay, - ¦ ,Inhibition,
RM17TU00 | 3K9 (refer absolute Humidity 36g/m3 as worst case product Mission Profile RH evaluation) ¦ IEC60721-3-3,Climatic category, Class C ¦ Germanisher Lloyd,Environmental category, 6 cycles 24h ; +25°C +55°C ; RH: 93%..97% ¦ IEC60947-5-1,Cyclic Damp Heat Test, 208..480 AC ¦ ,Supply,Rated - ¦ ,Input 1,Voltage - ¦ ,Input 2,Spec - ¦ ,Input 3, 250V ¦ ,Output 1, - ¦ ,Output 2, Resistive Voltage Step Down ¦ ,Measurement mode, Yes - - 1) When input monitored @ normal condition, output is always energized 2) When input monitored @ fault condition, output is always de-energized Cannot declare MTTF = MTTFd (Note: customer confuses as safety product) ¦ ,MTTFd, Cannot declare B10 = B10d (Note: customer confuses as safety product) ¦ ,B10d, Drawing / Diagram
RM17TU00_1.0 | 72 ¦ ,Depth,
RM17TU00_10.0 | =< 650 Internal Design spec: >300ms and =< 650ms when product is fully discharged at min rated voltage
RM17TU00_11.0 | ~ 3 x 208…3 x 480 ~ 3 x 183…3 x 528
RM17TU00_12.0 | -20oC..+50oC @50Hz -20oC..+50oC @60Hz ¦ ,Operation,
RM17TU00_13.0 | -40oC..+70oC ¦ ,Storage,
RM17TU00_14.0 | 10gn - 16ms ; 1000 X 6 axis (Non-Operating) ¦ IEC60068-2-29
RM17TU00_15.0 | 6mm (Screw Terminal) ¦ ,Cable stripping length,
RM17TU00_16.0 | L1, L2, L3 ¦ ,Supply,Terminal - ¦ ,Input 1, - ¦ ,Input 2, - ¦ ,Input 3, 11,12,14 ¦ ,Output 1, - ¦ ,Output 2,
RM17TU00_17.0 | 1 conductor: 0.5…3.3 (AWG 20…AWG 12) 2 conductors: 0.5…2.5 (AWG 20…AWG 14) ¦ IEC60947-1,Solid cable without cable end (screw terminal), 1 conductor: 0.5…2.5 (AWG 20…AWG 14) 2 conductors: 0.5…1.5 (AWG 20…AWG 16) ¦ IEC60947-1,Flexible cable with cable end (screw terminal), - ¦ IEC60947-1,Solid cable (spring terminal), - ¦ IEC60947-1,Flexible cable (spring terminal),
RM17TU00_18.0 | Cadmium free
RM17TU00_19.0 | -
RM17TU00_2.0 | 90 ¦ ,Height,
RM17TU00_20.0 | - ¦ IEC60255-27,Supply / Input 1, - ¦ IEC60255-27,Supply / Input 2, - ¦ IEC60255-27,Supply / Input 3, 2.0kV, 50/60Hz for 1 min ¦ IEC60255-27,Supply / Output 1, - ¦ IEC60255-27,Supply / Output 2, - ¦ IEC60255-27,Output 1 / Output 2, - ¦ IEC60255-27,Input 1 / Output 1, - ¦ IEC60255-27,Input 1 / Output 2, - ¦ IEC60255-27,Input 2 / Output 1, - ¦ IEC60255-27,Input 2 / Output 2, - ¦ IEC60255-27,Input 3 / Output 1, - ¦ IEC60255-27,Input 3 / Output 2, - ¦ IEC60255-27,Input 1 / Input 2, - ¦ IEC60255-27,Input 2 / Input 3, - ¦ IEC60255-27,Input 1 / Input 3,
RM17TU00_21.0 | EN/IEC 60255-1/60255-26/60255-27; EN/IEC 61000-6-1 to 61000-6-4; UL 508; CSA C22.2 No. 14, GB/T14048.5 2014/35/EU 2014/30/EU 2011/65/EU
RM17TU00_22.0 | 1
RM17TU00_23.0 | IEC61000-6-1, IEC 61000-6-2 ¦ ,Generic immunity standard, Level III (Contact : 6kV / Air : 8kV) ¦ IEC61000-4-2,Electrostatic discharge, Level I (10V/m: 2.0GHz to 2.7GHz) Level II (10V/m: 1.4 GHz to 2.0GHz) Level III (10V/m : 80MHz to 1GHz) ¦ IEC61000-4-3,Radiated RF & electromagnetic field, Level III (Supply: 2kV, 5kHz/100kHz) (I/O: 1kV, 5kHz/100kHz) ¦ IEC61000-4-4,Fast transient / burst, Level III (Supply:CM: 2kV, DM: 1KV) (I/O:CM: 0.5kV, DM: 0.5KV) ¦ IEC61000-4-5,Surge, Level III (10Vrms : 0.15MHz to 80MHz) ¦ IEC61000-4-6,Conducted RF disturbance, Level IV (30A/m : continous) (300A/m : 3s) ¦ IEC61000-4-8,Power frequency magnetic field, Class II 0%, 1/2 cycle 0%, 1 cycle 70% 25 cycles (50Hz) 70%, 30 cycles (60Hz) 0%, 250 cycles (50Hz) 0%, 300 cycles (60Hz) ¦ IEC61000-4-11,Voltage dips, short interruption & variations on power line, Level III (Supply:CM: 2.5kV, DM: 1KV) (I/O:CM: 2.5kV, DM: 1KV) ¦ IEC61000-4-18,1 MHz oscillation wave, - ¦ IEC61000-4-29,DC voltage interruption, - ¦ IEC61000-4-13,Low frequency harmonics, DC Supply : 50 Hz to 10 kHz, 3Vrms (Max 2W) - Not applicable AC Supply : 1st…200th harmonics, Max 2W ¦ Germanisher Lloyd,Conducted low frequency interference (harmonics), IEC61000-6-3, IEC 61000-6-4 ¦ ,Generic emission standard, Class B ¦ EN55022 / CISPR22,Radiated RF & electromagnetic field (IT equiment), Class B, Group 1 ¦ EN55011 / CISPR11,Radiated RF & electromagnetic field (Medical equiment), EMC 2 ¦ Germanisher Lloyd,Radiated emission from enclosure port, Class B ¦ EN55022 / CISPR22,Conducted RF emission on power line (IT equiment), Class B, Group 1 ¦ EN55011 / CISPR11,Conducted RF emission on power line (Medical equiment), EMC 2 ¦ Germanisher Lloyd,Conducted emission,
RM17TU00_24.0 | All phase cut recover ¦ ,Phase cut, Total phase swap recover Internal design spec: L23 lags L13 < 180o ¦ ,Phase sequence, - ¦ ,Over / undervoltage (symmetry windows mode), - ¦ ,Over voltage, Fixed 2% of selected Un Internal design spec: 2% +/- 1.5% ¦ ,Undervoltage , - ¦ ,Phase asymmetry, - ¦ ,Disconnection of neutral, - ¦ ,Voltage Regeneration, All phases > 195V Internal design spec: All phases >180V +/- 5% ¦ ,Extreme undervoltage (Phase loss), Internal design spec: All phases <533V +/- 5% ¦ ,Extreme Overvoltage, - ¦ ,Extreme Asymmetry,
RM17TU00_25.0 | 50 / 60 ¦ ,Rated frequency, 45…66 ¦ ,Frequency operating range,
RM17TU00_26.0 | 208, 220, 380, 400, 415, 440, 480 ¦ ,Input nominal voltage selection,
RM17TU00_27.0 | L1-L2-L3 ¦ ,Input terminal,
RM17TU00_28.0 | - ¦ ,Internal input resistance,
RM17TU00_29.0 | IP20 ¦ IEC60529,Terminal Block, IP30 ¦ IEC60529,Housing, - ¦ IEC60529,Front Panel,
RM17TU00_298.0 | 80
RM17TU00_3.0 | 17.5 ¦ ,Width,
RM17TU00_30.0 | Un (Green) R (Amber) Un - ON ¦ ,Power supply availability, Un - OFF ¦ ,Power supply not availability, R - Slow Blink (50% ON; 50% OFF) @ 1Hz ¦ ,Timing in-progress, R - ON ¦ ,Output is energized, R - OFF ¦ ,Output is de-energized, All LEDs - Fast Blink (5% ON; 95% OFF) @ 1Hz ¦ ,Range Setting Changes, - ¦ ,Phase Cut, - ¦ ,Phase Sequence Swap, - ¦ ,Undervoltage <U, - ¦ ,Overvoltage >U, - ¦ ,Phase Asymmetry, - ¦ ,Voltage Regeneration, - ¦ ,Extreme Undervoltage <U (Phase loss), - ¦ ,Extreme Overvoltage >U, - ¦ ,Extreme Phase Asymmetry,
RM17TU00_31.0 | UL, CSA, DNVGL, RCM, EAC, CCC, CE, China ROHS
RM17TU00_32.0 | UL, CSA, DNVGL, RCM, EAC, CCC, CE, China ROHS
RM17TU00_33.0 | 6 cycles 24h ; +25°C +55°C ; RH: 93%..97% ¦ IEC60068-2-30,Damp heat,XX
RM17TU00_34.0 | =< 1500 at maximum rated supply voltage ¦ ,through Un power reset, - ¦ ,through front panel reset, - ¦ ,through input control reset,
RM17TU00_35.0 | =< 200 ¦ ,on crossing the threshold, - - - -
RM17TU00_36.0 | Horizontal (x,z): ±3.5mm from 1Hz…9Hz 1g from 9Hz..35Hz Vertical (y): ±1.5mm from 1Hz…9Hz 0.5g from 9Hz..35Hz ¦ IEC60068-3-3
RM17TU00_37.0 | 15gn - 11ms ; 3 X 6 axis (Non-Operating) 5gn - 11ms ; 3 X 6 axis (Operating) ¦ IEC60068-2-27
RM17TU00_38.0 | 50 / 60 45…66
RM17TU00_39.0 | L1-L3
RM17TU00_4.0 | - ¦ IEC60255-27,Supply / Input 1, - ¦ IEC60255-27,Supply / Input 2, - ¦ IEC60255-27,Supply / Input 3, >100 MOhm at 500 V DC ¦ IEC60255-27,Supply / Output 1, - ¦ IEC60255-27,Supply / Output 2, - ¦ IEC60255-27,Output 1 / Output 2, - ¦ IEC60255-27,Input 1 / Output 1, - ¦ IEC60255-27,Input 1 / Output 2, - ¦ IEC60255-27,Input 2 / Output 1, - ¦ IEC60255-27,Input 2 / Output 2, - ¦ IEC60255-27,Input 3 / Output 1, - ¦ IEC60255-27,Input 3 / Output 2, - ¦ IEC60255-27,Input 1 / Input 2, - ¦ IEC60255-27,Input 2 / Input 3, - ¦ IEC60255-27,Input 1 / Input 3,
RM17TU00_40.0 | 3 ¦ IEC60664-1
RM17TU00_41.0 | 5A ¦ IEC60947-5-1
RM17TU00_42.0 | 0.6…1 Nm ¦ IEC60947-1,Tightening torque,
RM17TU00_43.0 | 0.075 mm (f = 10...58.1 Hz), 1 gn (f = 58.1...150Hz) (Non-Operating) 0.035 mm (f = 10...60.1 Hz), 0.5 gn (f = 60.1...150Hz) (Operating) ¦ IEC60068-2-6
RM17TU00_44.0 | +/- 10% of selected Un Internal Design spec: 9% of selected Un (5% Base accuracy, 2% Marking, 2% Equipment uncertainty) ¦ ,Setting accuracy,
RM17TU00_45.0 | +/- 10% of full scales value Internal Design Spec: +/- 10% of full scales value (potentiometer turns left to right and oppossite)
RM17TU00_46.0 | +/- 0.5% ¦ ,Repeat accuracy (constant parameters),
RM17TU00_47.0 | +/- 3%
RM17TU00_48.0 | 4,400,000 hours ¦ ,MTTF, 470,000 hours ¦ ,B10,
RM17TU00_49.0 | 5A ¦ IEC60947-5-1,Relay Output by external fuse, - ¦ IEC62314,Solid State Output by external fuse,
RM17TU00_5.0 | =<20 @ Output Energized Internal Design Spec: =<40 @ Output Energized
RM17TU00_50.0 | Any position ¦ ,In relation to normal vertical mounting plane,
RM17TU00_51.0 | On 35 mm DIN rail ¦ IEC/EN 60715,Without socket, - ¦ IEC/EN 60715,With socket,
RM17TU00_53.0 | 11-12-14
RM17TU00_54.0 | 1 x C/O relay contacts
RM17TU00_55.0 | 3 ¦ IEC60664-1
RM17TU00_58.0 | 150ms / measurement as true rms value ¦ ,Maximum measuring cycles,
RM17TU00_59.0 | 250V ¦ ,Maximum switching voltage, 5A ¦ ,Maximum switching current, - ¦ ,Maximum switching capacity,
RM17TU00_6.0 | NO: 250VAC/5A, 100k cycles ¦ IEC60947-4-1,AC-1, NO: 24VDC/5A, 100k cycles ¦ IEC60947-4-1,DC-1, NO: 250VAC/0.15A, 100k cycles ¦ IEC60947-5-1,AC-15, NO: 24VDC/1A, 100k cycles ¦ IEC60947-5-1,DC-13,
RM17TU00_60.0 | - ¦ IEC60947-5-4,Minimum switching voltage, - ¦ IEC60947-5-4,Minimum switching current, NO: 12V/10mA, MCTF > 80,000,000 ¦ IEC60947-5-4,Minimum switching capacity,
RM17TU00_61.0 | 1x product height ¦ ,Horizontal, 1x product width ¦ ,Vertical,
RM17TU00_62.0 | 1
RM17TU00_63.0 | Energized on fault-free ¦ ,R1 (11-12-14), - ¦ ,R2 (21-22-24),
RM17TU00_64.0 | -
RM17TU00_65.0 | -
RM17TU00_66.0 | - ¦ ,permissible input overload,
RM17TU00_67.0 | 28VA @ 480VAC, 60Hz 18VA @ 400VAC, 50Hz
RM17TU00_68.0 | Yes ¦ ,"OFF" delay, - ¦ ,"ON" delay, - ¦ ,Inhibition,
RM17TU00_69.0 | 1 or more phase cut ¦ ,Phase cut, Total swap of phase Internal design spec: L23 lags L13 >= 180o ¦ ,Phase sequence, - ¦ ,Over / undervoltage (symmetry windows mode), - ¦ ,Over voltage, Adjustable 2%...20% of selected Un ¦ ,Undervoltage , - ¦ ,Phase asymmetry, - ¦ ,Disconnection of neutral, - ¦ ,Voltage Regeneration, 1 or more phase < 150V Internal design spec: 1 or more phase <175V +/- 5% ¦ ,Extreme undervoltage (Phase loss), Internal design spec: 543V +/- 5% ¦ ,Extreme Overvoltage, - ¦ ,Extreme Asymmetry,
RM17TU00_7.0 | 4kV, OVC3 ¦ IEC60664-1,Supply, - ¦ IEC60664-1,Input 1, - ¦ IEC60664-1,Input 2, - ¦ IEC60664-1,Input 3, - ¦ IEC60664-1,Output 1, - ¦ IEC60664-1,Output 2, - ¦ IEC60664-1,Supply / Input 1,Galvanic - ¦ IEC60664-1,Supply / Input 2,Isolated - ¦ IEC60664-1,Supply / Input 3,Circuit 4kV, OVC3 ¦ IEC60664-1,Supply / Output 1, - ¦ IEC60664-1,Supply / Output 2, - ¦ IEC60664-1,Output 1 / Output 2, - ¦ IEC60664-1,Input 1 / Output 1, - ¦ IEC60664-1,Input 1 / Output 2, - ¦ IEC60664-1,Input 2 / Output 1, - ¦ IEC60664-1,Input 2 / Output 2, - ¦ IEC60664-1,Input 3 / Output 1, - ¦ IEC60664-1,Input 3 / Output 2, - ¦ IEC60664-1,Input 1 / Input 2, - ¦ IEC60664-1,Input 2 / Input 3, - ¦ IEC60664-1,Input 1 / Input 3,
RM17TU00_70.0 | - -
RM17TU00_71.0 | < 1% of selected Un ¦ ,Measurement error with supply voltage variation, < 0.05% / oC ¦ ,Measurement error with temperature variation,
RM17TU00_77.0 | 5A ¦ IEC61810-1,Rated switching current,
RM17TU00_78.0 | 250V ¦ IEC61810-1,Rated switching voltage,
RM17TU00_8.0 | 500V ¦ IEC60664-1,Supply, - ¦ IEC60664-1,Input 1, - ¦ IEC60664-1,Input 2, - ¦ IEC60664-1,Input 3, 250V ¦ IEC60664-1,Output 1, - ¦ IEC60664-1,Output 2, - ¦ IEC60664-1,Supply / Input 1,Galvanic - ¦ IEC60664-1,Supply / Input 2,Isolated - ¦ IEC60664-1,Supply / Input 3,Circuit 500V ¦ IEC60664-1,Supply / Output 1, - ¦ IEC60664-1,Supply / Output 2, - ¦ IEC60664-1,Output 1 / Output 2, - ¦ IEC60664-1,Input 1 / Output 1, - ¦ IEC60664-1,Input 1 / Output 2, - ¦ IEC60664-1,Input 2 / Output 1, - ¦ IEC60664-1,Input 2 / Output 2, - ¦ IEC60664-1,Input 3 / Output 1, - ¦ IEC60664-1,Input 3 / Output 2, - ¦ IEC60664-1,Input 1 / Input 2, - ¦ IEC60664-1,Input 2 / Input 3, - ¦ IEC60664-1,Input 1 / Input 3,
RM17TU00_81.0 | governed by response time only, status reflects to both R1 & R2 ¦ ,Phase lost , governed by response time only, status reflects to both R1 & R2 ¦ ,Phase sequence, - ¦ ,Over / undervoltage (symmetry windows mode), - ¦ ,Over voltage, governed by time delay, status reflects to both R1 & R2 ¦ ,Undervoltage , - ¦ ,Phase asymmetry, - ¦ ,Disconnection of neutral, - ¦ ,Voltage Regeneration, governed by response time only, status reflects to both R1 & R2 ¦ ,Extreme undervoltage, governed by response time only, status reflects to both R1 & R2 ¦ ,Extreme overvoltage, - ¦ ,Extreme asymmetry,
RM17TU00_9.0 | 30 x 106 cycles ¦ IEC61810-1
RM17TU00_92.0 | - ¦ IEC62314,Only for solid state output,
RM17TU00_93.0 | - ¦ IEC62314,Only for solid state output,
RM17TU00_94.0 | True RMS ¦ ,Measurement method,
RM17TU00_95.0 | - ¦ ,Phase lost , - ¦ ,Phase sequence, - ¦ ,Over / undervoltage (symmetry windows mode), - ¦ ,Over voltage, -2…-20 % in the ranges 3 x ~ 380…480 -2…-12 % in the range 3 x ~ 208 -2…-17 % in the range 3 x ~ 220 ¦ ,Undervoltage , - ¦ ,Phase asymmetry, - ¦ ,Disconnection of neutral, - ¦ ,Voltage Regeneration, - ¦ ,Extreme undervoltage, - ¦ ,Extreme Overvoltage, - ¦ ,Extreme Asymmetry,
RM17TU00_96.0 | Adjustable 0.1…10 ¦ ,"OFF" delay, - ¦ ,"ON" delay, - ¦ ,Inhibition,
RM17UB310 | 3K9 (refer absolute Humidity 36g/m3 as worst case product Mission Profile RH evaluation) ¦ IEC60721-3-3,Climatic category, Class C ¦ Germanisher Lloyd,Environmental category, 6 cycles 24h ; +25°C +55°C ; RH: 93%..97% ¦ IEC60947-5-1,Cyclic Damp Heat Test, 208..480 AC ¦ ,Supply,Rated - ¦ ,Input 1,Voltage - ¦ ,Input 2,Spec - ¦ ,Input 3, 250V ¦ ,Output 1, - ¦ ,Output 2, Resistive Voltage Step Down ¦ ,Measurement mode, Yes - - 1) When input monitored @ normal condition, output is always energized 2) When input monitored @ fault condition, output is always de-energized Cannot declare MTTF = MTTFd (Note: customer confuses as safety product) ¦ ,MTTFd, Cannot declare B10 = B10d (Note: customer confuses as safety product) ¦ ,B10d, Drawing / Diagram
RM17UB310_1.0 | 72 ¦ ,Depth,
RM17UB310_10.0 | =< 650 Internal Design spec: >300ms and =< 650ms when product is fully discharged at min rated voltage
RM17UB310_11.0 | ~ 3 x 208…3 x 480 ~ 3 x 183…3 x 528
RM17UB310_12.0 | -20oC..+50oC @50Hz -20oC..+50oC @60Hz ¦ ,Operation,
RM17UB310_13.0 | -40oC..+70oC ¦ ,Storage,
RM17UB310_14.0 | 10gn - 16ms ; 1000 X 6 axis (Non-Operating) ¦ IEC60068-2-29
RM17UB310_15.0 | 6mm (Screw Terminal) ¦ ,Cable stripping length,
RM17UB310_16.0 | L1, L2, L3 ¦ ,Supply,Terminal - ¦ ,Input 1, - ¦ ,Input 2, - ¦ ,Input 3, 11,12,14 ¦ ,Output 1, - ¦ ,Output 2,
RM17UB310_17.0 | 1 conductor: 0.5…3.3 (AWG 20…AWG 12) 2 conductors: 0.5…2.5 (AWG 20…AWG 14) ¦ IEC60947-1,Solid cable without cable end (screw terminal), 1 conductor: 0.5…2.5 (AWG 20…AWG 14) 2 conductors: 0.5…1.5 (AWG 20…AWG 16) ¦ IEC60947-1,Flexible cable with cable end (screw terminal), - ¦ IEC60947-1,Solid cable (spring terminal), - ¦ IEC60947-1,Flexible cable (spring terminal),
RM17UB310_18.0 | Cadmium free
RM17UB310_19.0 | -
RM17UB310_2.0 | 90 ¦ ,Height,
RM17UB310_20.0 | - ¦ IEC60255-27,Supply / Input 1, - ¦ IEC60255-27,Supply / Input 2, - ¦ IEC60255-27,Supply / Input 3, 2.0kV, 50/60Hz for 1 min ¦ IEC60255-27,Supply / Output 1, - ¦ IEC60255-27,Supply / Output 2, - ¦ IEC60255-27,Output 1 / Output 2, - ¦ IEC60255-27,Input 1 / Output 1, - ¦ IEC60255-27,Input 1 / Output 2, - ¦ IEC60255-27,Input 2 / Output 1, - ¦ IEC60255-27,Input 2 / Output 2, - ¦ IEC60255-27,Input 3 / Output 1, - ¦ IEC60255-27,Input 3 / Output 2, - ¦ IEC60255-27,Input 1 / Input 2, - ¦ IEC60255-27,Input 2 / Input 3, - ¦ IEC60255-27,Input 1 / Input 3,
RM17UB310_21.0 | EN/IEC 60255-1/60255-26/60255-27; EN/IEC 61000-6-1 to 61000-6-4; UL 508; CSA C22.2 No. 14, GB/T14048.5 2014/35/EU 2014/30/EU 2011/65/EU
RM17UB310_22.0 | 1
RM17UB310_23.0 | IEC61000-6-1, IEC 61000-6-2 ¦ ,Generic immunity standard, Level III (Contact : 6kV / Air : 8kV) ¦ IEC61000-4-2,Electrostatic discharge, Level I (10V/m: 2.0GHz to 2.7GHz) Level II (10V/m: 1.4 GHz to 2.0GHz) Level III (10V/m : 80MHz to 1GHz) ¦ IEC61000-4-3,Radiated RF & electromagnetic field, Level III (Supply: 2kV, 5kHz/100kHz) (I/O: 1kV, 5kHz/100kHz) ¦ IEC61000-4-4,Fast transient / burst, Level III (Supply:CM: 2kV, DM: 1KV) (I/O:CM: 0.5kV, DM: 0.5KV) ¦ IEC61000-4-5,Surge, Level III (10Vrms : 0.15MHz to 80MHz) ¦ IEC61000-4-6,Conducted RF disturbance, Level IV (30A/m : continous) (300A/m : 3s) ¦ IEC61000-4-8,Power frequency magnetic field, Class II 0%, 1/2 cycle 0%, 1 cycle 70% 25 cycles (50Hz) 70%, 30 cycles (60Hz) 0%, 250 cycles (50Hz) 0%, 300 cycles (60Hz) ¦ IEC61000-4-11,Voltage dips, short interruption & variations on power line, Level III (Supply:CM: 2.5kV, DM: 1KV) (I/O:CM: 2.5kV, DM: 1KV) ¦ IEC61000-4-18,1 MHz oscillation wave, - ¦ IEC61000-4-29,DC voltage interruption, - ¦ IEC61000-4-13,Low frequency harmonics, DC Supply : 50 Hz to 10 kHz, 3Vrms (Max 2W) - Not applicable AC Supply : 1st…200th harmonics, Max 2W ¦ Germanisher Lloyd,Conducted low frequency interference (harmonics), IEC61000-6-3, IEC 61000-6-4 ¦ ,Generic emission standard, Class B ¦ EN55022 / CISPR22,Radiated RF & electromagnetic field (IT equiment), Class B, Group 1 ¦ EN55011 / CISPR11,Radiated RF & electromagnetic field (Medical equiment), EMC 2 ¦ Germanisher Lloyd,Radiated emission from enclosure port, Class B ¦ EN55022 / CISPR22,Conducted RF emission on power line (IT equiment), Class B, Group 1 ¦ EN55011 / CISPR11,Conducted RF emission on power line (Medical equiment), EMC 2 ¦ Germanisher Lloyd,Conducted emission,
RM17UB310_24.0 | All phase cut recover ¦ ,Phase cut, Total phase swap recover Internal design spec: L23 lags L13 < 180o ¦ ,Phase sequence, - ¦ ,Over / undervoltage (symmetry windows mode), Fixed 2% of selected Un Internal design spec: 2% +/- 1.5% ¦ ,Over voltage, Fixed 2% of selected Un Internal design spec: 2% +/- 1.5% ¦ ,Undervoltage , - ¦ ,Phase asymmetry, - ¦ ,Disconnection of neutral, - ¦ ,Voltage Regeneration, All phases > 195V Internal design spec: All phases >180V +/- 5% ¦ ,Extreme undervoltage (Phase loss), Internal design spec: All phases <533V +/- 5% ¦ ,Extreme Overvoltage, - ¦ ,Extreme Asymmetry,
RM17UB310_25.0 | 50 / 60 ¦ ,Rated frequency, 45…66 ¦ ,Frequency operating range,
RM17UB310_26.0 | 208, 220, 380, 400, 415, 440, 480 ¦ ,Input nominal voltage selection,
RM17UB310_27.0 | L1-L2-L3 ¦ ,Input terminal,
RM17UB310_28.0 | - ¦ ,Internal input resistance,
RM17UB310_29.0 | IP20 ¦ IEC60529,Terminal Block, IP30 ¦ IEC60529,Housing, - ¦ IEC60529,Front Panel,
RM17UB310_298.0 | 80
RM17UB310_3.0 | 17.5 ¦ ,Width,
RM17UB310_30.0 | Un (Green) R (Amber) Un - ON ¦ ,Power supply availability, Un - OFF ¦ ,Power supply not availability, R - Slow Blink (50% ON; 50% OFF) @ 1Hz ¦ ,Timing in-progress, R - ON ¦ ,Output is energized, R - OFF ¦ ,Output is de-energized, All LEDs - Fast Blink (5% ON; 95% OFF) @ 1Hz ¦ ,Range Setting Changes, - ¦ ,Phase Cut, - ¦ ,Phase Sequence Swap, - ¦ ,Undervoltage <U, - ¦ ,Overvoltage >U, - ¦ ,Phase Asymmetry, - ¦ ,Voltage Regeneration, - ¦ ,Extreme Undervoltage <U (Phase loss), - ¦ ,Extreme Overvoltage >U, - ¦ ,Extreme Phase Asymmetry,
RM17UB310_31.0 | UL, CSA, DNVGL, RCM, EAC, CCC, CE, China ROHS
RM17UB310_32.0 | UL, CSA, DNVGL, RCM, EAC, CCC, CE, China ROHS
RM17UB310_33.0 | 6 cycles 24h ; +25°C +55°C ; RH: 93%..97% ¦ IEC60068-2-30,Damp heat,XX
RM17UB310_34.0 | =< 1500 at maximum rated supply voltage ¦ ,through Un power reset, - ¦ ,through front panel reset, - ¦ ,through input control reset,
RM17UB310_35.0 | =< 200 ¦ ,on crossing the threshold, - - - -
RM17UB310_36.0 | Horizontal (x,z): ±3.5mm from 1Hz…9Hz 1g from 9Hz..35Hz Vertical (y): ±1.5mm from 1Hz…9Hz 0.5g from 9Hz..35Hz ¦ IEC60068-3-3
RM17UB310_37.0 | 15gn - 11ms ; 3 X 6 axis (Non-Operating) 5gn - 11ms ; 3 X 6 axis (Operating) ¦ IEC60068-2-27
RM17UB310_38.0 | 50 / 60 45…66
RM17UB310_39.0 | L1-L3
RM17UB310_4.0 | - ¦ IEC60255-27,Supply / Input 1, - ¦ IEC60255-27,Supply / Input 2, - ¦ IEC60255-27,Supply / Input 3, >100 MOhm at 500 V DC ¦ IEC60255-27,Supply / Output 1, - ¦ IEC60255-27,Supply / Output 2, - ¦ IEC60255-27,Output 1 / Output 2, - ¦ IEC60255-27,Input 1 / Output 1, - ¦ IEC60255-27,Input 1 / Output 2, - ¦ IEC60255-27,Input 2 / Output 1, - ¦ IEC60255-27,Input 2 / Output 2, - ¦ IEC60255-27,Input 3 / Output 1, - ¦ IEC60255-27,Input 3 / Output 2, - ¦ IEC60255-27,Input 1 / Input 2, - ¦ IEC60255-27,Input 2 / Input 3, - ¦ IEC60255-27,Input 1 / Input 3,
RM17UB310_40.0 | 3 ¦ IEC60664-1
RM17UB310_41.0 | 5A ¦ IEC60947-5-1
RM17UB310_42.0 | 0.6…1 Nm ¦ IEC60947-1,Tightening torque,
RM17UB310_43.0 | 0.075 mm (f = 10...58.1 Hz), 1 gn (f = 58.1...150Hz) (Non-Operating) 0.035 mm (f = 10...60.1 Hz), 0.5 gn (f = 60.1...150Hz) (Operating) ¦ IEC60068-2-6
RM17UB310_44.0 | +/- 10% of selected Un Internal Design spec: 9% of selected Un (5% Base accuracy, 2% Marking, 2% Equipment uncertainty) ¦ ,Setting accuracy,
RM17UB310_45.0 | +/- 10% of full scales value Internal Design Spec: +/- 10% of full scales value (potentiometer turns left to right and oppossite)
RM17UB310_46.0 | +/- 0.5% ¦ ,Repeat accuracy (constant parameters),
RM17UB310_47.0 | +/- 3%
RM17UB310_48.0 | 4,400,000 hours ¦ ,MTTF, 470,000 hours ¦ ,B10,
RM17UB310_49.0 | 5A ¦ IEC60947-5-1,Relay Output by external fuse, - ¦ IEC62314,Solid State Output by external fuse,
RM17UB310_5.0 | =<20 @ Output Energized Internal Design Spec: =<40 @ Output Energized
RM17UB310_50.0 | Any position ¦ ,In relation to normal vertical mounting plane,
RM17UB310_51.0 | On 35 mm DIN rail ¦ IEC/EN 60715,Without socket, - ¦ IEC/EN 60715,With socket,
RM17UB310_53.0 | 11-12-14
RM17UB310_54.0 | 1 x C/O relay contacts
RM17UB310_55.0 | 3 ¦ IEC60664-1
RM17UB310_58.0 | 150ms / measurement as true rms value ¦ ,Maximum measuring cycles,
RM17UB310_59.0 | 250V ¦ ,Maximum switching voltage, 5A ¦ ,Maximum switching current, - ¦ ,Maximum switching capacity,
RM17UB310_6.0 | NO: 250VAC/5A, 100k cycles ¦ IEC60947-4-1,AC-1, NO: 24VDC/5A, 100k cycles ¦ IEC60947-4-1,DC-1, NO: 250VAC/0.15A, 100k cycles ¦ IEC60947-5-1,AC-15, NO: 24VDC/1A, 100k cycles ¦ IEC60947-5-1,DC-13,
RM17UB310_60.0 | - ¦ IEC60947-5-4,Minimum switching voltage, - ¦ IEC60947-5-4,Minimum switching current, NO: 12V/10mA, MCTF > 80,000,000 ¦ IEC60947-5-4,Minimum switching capacity,
RM17UB310_61.0 | 1x product height ¦ ,Horizontal, 1x product width ¦ ,Vertical,
RM17UB310_62.0 | 1
RM17UB310_63.0 | Energized on fault-free ¦ ,R1 (11-12-14), - ¦ ,R2 (21-22-24),
RM17UB310_64.0 | -
RM17UB310_65.0 | -
RM17UB310_66.0 | - ¦ ,permissible input overload,
RM17UB310_67.0 | 28VA @ 480VAC, 60Hz 18VA @ 400VAC, 50Hz
RM17UB310_68.0 | Yes ¦ ,"OFF" delay, - ¦ ,"ON" delay, - ¦ ,Inhibition,
RM17UB310_69.0 | 1 or more phase cut ¦ ,Phase cut, Total swap of phase Internal design spec: L23 lags L13 >= 180o ¦ ,Phase sequence, - ¦ ,Over / undervoltage (symmetry windows mode), Adjustable 2%...20% of selected Un ¦ ,Over voltage, Adjustable 2%...20% of selected Un ¦ ,Undervoltage , - ¦ ,Phase asymmetry, - ¦ ,Disconnection of neutral, - ¦ ,Voltage Regeneration, 1 or more phase < 150V Internal design spec: 1 or more phase <175V +/- 5% ¦ ,Extreme undervoltage (Phase loss), Internal design spec: 543V +/- 5% ¦ ,Extreme Overvoltage, Internal design spec: 48% +/- 6% ¦ ,Extreme Asymmetry,
RM17UB310_7.0 | 4kV, OVC3 ¦ IEC60664-1,Supply, - ¦ IEC60664-1,Input 1, - ¦ IEC60664-1,Input 2, - ¦ IEC60664-1,Input 3, - ¦ IEC60664-1,Output 1, - ¦ IEC60664-1,Output 2, - ¦ IEC60664-1,Supply / Input 1,Galvanic - ¦ IEC60664-1,Supply / Input 2,Isolated - ¦ IEC60664-1,Supply / Input 3,Circuit 4kV, OVC3 ¦ IEC60664-1,Supply / Output 1, - ¦ IEC60664-1,Supply / Output 2, - ¦ IEC60664-1,Output 1 / Output 2, - ¦ IEC60664-1,Input 1 / Output 1, - ¦ IEC60664-1,Input 1 / Output 2, - ¦ IEC60664-1,Input 2 / Output 1, - ¦ IEC60664-1,Input 2 / Output 2, - ¦ IEC60664-1,Input 3 / Output 1, - ¦ IEC60664-1,Input 3 / Output 2, - ¦ IEC60664-1,Input 1 / Input 2, - ¦ IEC60664-1,Input 2 / Input 3, - ¦ IEC60664-1,Input 1 / Input 3,
RM17UB310_70.0 | - -
RM17UB310_71.0 | < 1% of selected Un ¦ ,Measurement error with supply voltage variation, < 0.05% / oC ¦ ,Measurement error with temperature variation,
RM17UB310_77.0 | 5A ¦ IEC61810-1,Rated switching current,
RM17UB310_78.0 | 250V ¦ IEC61810-1,Rated switching voltage,
RM17UB310_8.0 | 500V ¦ IEC60664-1,Supply, - ¦ IEC60664-1,Input 1, - ¦ IEC60664-1,Input 2, - ¦ IEC60664-1,Input 3, 250V ¦ IEC60664-1,Output 1, - ¦ IEC60664-1,Output 2, - ¦ IEC60664-1,Supply / Input 1,Galvanic - ¦ IEC60664-1,Supply / Input 2,Isolated - ¦ IEC60664-1,Supply / Input 3,Circuit 500V ¦ IEC60664-1,Supply / Output 1, - ¦ IEC60664-1,Supply / Output 2, - ¦ IEC60664-1,Output 1 / Output 2, - ¦ IEC60664-1,Input 1 / Output 1, - ¦ IEC60664-1,Input 1 / Output 2, - ¦ IEC60664-1,Input 2 / Output 1, - ¦ IEC60664-1,Input 2 / Output 2, - ¦ IEC60664-1,Input 3 / Output 1, - ¦ IEC60664-1,Input 3 / Output 2, - ¦ IEC60664-1,Input 1 / Input 2, - ¦ IEC60664-1,Input 2 / Input 3, - ¦ IEC60664-1,Input 1 / Input 3,
RM17UB310_81.0 | governed by response time only, status reflects to both R1 & R2 ¦ ,Phase lost , governed by response time only, status reflects to both R1 & R2 ¦ ,Phase sequence, - ¦ ,Over / undervoltage (symmetry windows mode), governed by time delay, status reflects to both R1 & R2 ¦ ,Over voltage, governed by time delay, status reflects to both R1 & R2 ¦ ,Undervoltage , - ¦ ,Phase asymmetry, - ¦ ,Disconnection of neutral, - ¦ ,Voltage Regeneration, governed by response time only, status reflects to both R1 & R2 ¦ ,Extreme undervoltage, governed by response time only, status reflects to both R1 & R2 ¦ ,Extreme overvoltage, governed by response time only, status reflects to both R1 & R2 ¦ ,Extreme asymmetry,
RM17UB310_9.0 | 30 x 106 cycles ¦ IEC61810-1
RM17UB310_92.0 | - ¦ IEC62314,Only for solid state output,
RM17UB310_93.0 | - ¦ IEC62314,Only for solid state output,
RM17UB310_94.0 | True RMS ¦ ,Measurement method,
RM17UB310_95.0 | - ¦ ,Phase lost , - ¦ ,Phase sequence, - ¦ ,Over / undervoltage (symmetry windows mode), +2…+20 % in the ranges 3 x ~ 208…440 +2…+10 % in the range 3 x ~ 480 ¦ ,Over voltage, -2…-20 % in the ranges 3 x ~ 380…480 -2…-12 % in the range 3 x ~ 208 -2…-17 % in the range 3 x ~ 220 ¦ ,Undervoltage , - ¦ ,Phase asymmetry, - ¦ ,Disconnection of neutral, - ¦ ,Voltage Regeneration, - ¦ ,Extreme undervoltage, - ¦ ,Extreme Overvoltage, - ¦ ,Extreme Asymmetry,
RM17UB310_96.0 | Adjustable 0.1…30 ¦ ,"OFF" delay, - ¦ ,"ON" delay, - ¦ ,Inhibition,
RM22 (Catch Up) | Not specified ¦ IEC60721-3-3,Climatic category, Germanisher Lloyd,Environmental category, IEC60947-5-1,Cyclic Damp Heat Test, 600 ¦ ,Supply,Rated 600 ¦ ,Input 1,Voltage Input 2,Spec Input 3, Output 1, Output 2, Measurement mode, MTTFd, B10d, Not specified ¦ IEC60721-3-3,Climatic category, Germanisher Lloyd,Environmental category, IEC60947-5-1,Cyclic Damp Heat Test, 600 ¦ ,Supply,Rated 600 ¦ ,Input 1,Voltage Input 2,Spec Input 3, Output 1, Output 2, Measurement mode, MTTFd, B10d,
RM22 (Catch Up)Maximum length of probes cable | 100 ¦ ,Maximum length of probes cable, 100 ¦ ,Maximum length of probes cable,
RM22 (Catch Up)Maximum probe supplied current | 1 ¦ ,Maximum probe supplied current, 1 ¦ ,Maximum probe supplied current,
RM22 (Catch Up)Maximum probe supplied voltage | 12 ¦ ,Maximum probe supplied voltage, 12 ¦ ,Maximum probe supplied voltage,
RM22 (Catch Up)_1.0 | Depth, Depth,
RM22 (Catch Up)_10.0 | =< 600 =< 600
RM22 (Catch Up)_11.0 | ~/-- 24…240 ~/-- 20.4…264 ~/-- 24…240 ~/-- 20.4…264
RM22 (Catch Up)_12.0 | -20…+50 ¦ ,Operation, -20…+50 ¦ ,Operation,
RM22 (Catch Up)_13.0 | -40…+70 ¦ ,Storage, -40…+70 ¦ ,Storage,
RM22 (Catch Up)_14.0 | IEC60068-2-29 IEC60068-2-29
RM22 (Catch Up)_15.0 | Not specified ¦ ,Cable stripping length, Not specified ¦ ,Cable stripping length,
RM22 (Catch Up)_16.0 | Supply,Terminal Input 1, Input 2, Input 3, Output 1, 600 ¦ ,Output 2, Supply,Terminal Input 1, Input 2, Input 3, Output 1, 600 ¦ ,Output 2,
RM22 (Catch Up)_17.0 | 1 conductor:0.5…4 (AWG20…AWG11) 2 conductor:0.5…2.5 (AWG20…AWG14) ¦ IEC60947-1,Solid cable without cable end (screw terminal), 1 conductor:0.2…2.5 (AWG24…AWG12) 2 conductor:0.2…1.5 (AWG24…AWG16) ¦ IEC60947-1,Flexible cable with cable end (screw terminal), - ¦ IEC60947-1,Solid cable (spring terminal), - ¦ IEC60947-1,Flexible cable (spring terminal), 1 conductor:0.5…4 (AWG20…AWG11) 2 conductor:0.5…2.5 (AWG20…AWG14) ¦ IEC60947-1,Solid cable without cable end (screw terminal), 1 conductor:0.2…2.5 (AWG24…AWG12) 2 conductor:0.2…1.5 (AWG24…AWG16) ¦ IEC60947-1,Flexible cable with cable end (screw terminal), - ¦ IEC60947-1,Solid cable (spring terminal), - ¦ IEC60947-1,Flexible cable (spring terminal),
RM22 (Catch Up)_18.0 | Cadmium free Cadmium free
RM22 (Catch Up)_19.0
RM22 (Catch Up)_2.0 | Height, Height,
RM22 (Catch Up)_20.0 | Yes ¦ IEC60255-27,Supply / Input 1, Yes ¦ IEC60255-27,Supply / Input 2, Yes ¦ IEC60255-27,Supply / Input 3, IEC60255-27,Supply / Output 1, IEC60255-27,Supply / Output 2, IEC60255-27,Output 1 / Output 2, IEC60255-27,Input 1 / Output 1, IEC60255-27,Input 1 / Output 2, IEC60255-27,Input 2 / Output 1, IEC60255-27,Input 2 / Output 2, IEC60255-27,Input 3 / Output 1, IEC60255-27,Input 3 / Output 2, IEC60255-27,Input 1 / Input 2, IEC60255-27,Input 2 / Input 3, IEC60255-27,Input 1 / Input 3, Yes ¦ IEC60255-27,Supply / Input 1, Yes ¦ IEC60255-27,Supply / Input 2, Yes ¦ IEC60255-27,Supply / Input 3, IEC60255-27,Supply / Output 1, IEC60255-27,Supply / Output 2, IEC60255-27,Output 1 / Output 2, IEC60255-27,Input 1 / Output 1, IEC60255-27,Input 1 / Output 2, IEC60255-27,Input 2 / Output 1, IEC60255-27,Input 2 / Output 2, IEC60255-27,Input 3 / Output 1, IEC60255-27,Input 3 / Output 2, IEC60255-27,Input 1 / Input 2, IEC60255-27,Input 2 / Input 3, IEC60255-27,Input 1 / Input 3,
RM22 (Catch Up)_21.0 | EN60255-6, IEC60255-6 No 73/23/EEC + 93/68/EEC No 89/336/EEC + 92/31/EEC + 93/68/EEC 2002/95/EC EN60255-6, IEC60255-6 No 73/23/EEC + 93/68/EEC No 89/336/EEC + 92/31/EEC + 93/68/EEC 2002/95/EC
RM22 (Catch Up)_22.0 | Not specified Not specified
RM22 (Catch Up)_23.0 | IEC61000-6-2 ¦ ,Generic immunity standard, Level 3 (6kV / 8kV) ¦ IEC61000-4-2,Electrostatic discharge, Level 3 (10V/m) ¦ IEC61000-4-3,Radiated RF & electromagnetic field, Level 3 (2kV coupling / 4kV direct) ¦ IEC61000-4-4,Fast transient / burst, Level 3 (1kV phase-phase) ¦ IEC61000-4-5,Surge, Level 3 (10V) ¦ IEC61000-4-6,Conducted RF disturbance, IEC61000-4-8,Power frequency magnetic field, Class 3 (0%, 40%, 70%, 80% of Us) ¦ IEC61000-4-11,Voltage dips, short interruption & variations on power line, IEC61000-4-18,1 MHz oscillation wave, IEC61000-4-29,DC voltage interruption, Not tested ¦ IEC61000-4-13,Low frequency harmonics, · ¦ Germanisher Lloyd,Conducted low frequency interference (harmonics), IEC61000-6-3, IEC61000-6-4 ¦ ,Generic emission standard, Class B ¦ EN55022 / CISPR22,Radiated RF & electromagnetic field (IT equiment), Class B ¦ EN55011 / CISPR11,Radiated RF & electromagnetic field (Medical equiment), EMC 2 ¦ Germanisher Lloyd,Radiated emission from enclosure port, Class B ¦ EN55022 / CISPR22,Conducted RF emission on power line (IT equiment), Class B ¦ EN55011 / CISPR11,Conducted RF emission on power line (Medical equiment), EMC 2 ¦ Germanisher Lloyd,Conducted emission, IEC61000-6-2 ¦ ,Generic immunity standard, Level 3 (6kV / 8kV) ¦ IEC61000-4-2,Electrostatic discharge, Level 3 (10V/m) ¦ IEC61000-4-3,Radiated RF & electromagnetic field, Level 3 (2kV coupling / 4kV direct) ¦ IEC61000-4-4,Fast transient / burst, Level 3 (1kV phase-phase) ¦ IEC61000-4-5,Surge, Level 3 (10V) ¦ IEC61000-4-6,Conducted RF disturbance, IEC61000-4-8,Power frequency magnetic field, Class 3 (0%, 40%, 70%, 80% of Us) ¦ IEC61000-4-11,Voltage dips, short interruption & variations on power line, IEC61000-4-18,1 MHz oscillation wave, IEC61000-4-29,DC voltage interruption, Not tested ¦ IEC61000-4-13,Low frequency harmonics, · ¦ Germanisher Lloyd,Conducted low frequency interference (harmonics), IEC61000-6-3, IEC61000-6-4 ¦ ,Generic emission standard, Class B ¦ EN55022 / CISPR22,Radiated RF & electromagnetic field (IT equiment), Class B ¦ EN55011 / CISPR11,Radiated RF & electromagnetic field (Medical equiment), EMC 2 ¦ Germanisher Lloyd,Radiated emission from enclosure port, Class B ¦ EN55022 / CISPR22,Conducted RF emission on power line (IT equiment), Class B ¦ EN55011 / CISPR11,Conducted RF emission on power line (Medical equiment), EMC 2 ¦ Germanisher Lloyd,Conducted emission,
RM22 (Catch Up)_24.0 | 1 level - Fill operation, 1 level - Empty operation, 2 level - Fill operation, 2 level - Empty operation, 1 level - Fill operation, 1 level - Empty operation, 2 level - Fill operation, 2 level - Empty operation,
RM22 (Catch Up)_25.0 | Maximum cable capacitance, Maximum cable capacitance,
RM22 (Catch Up)_27.0 | Input terminal, Input terminal,
RM22 (Catch Up)_28.0 | Internal input resistance, Internal input resistance,
RM22 (Catch Up)_29.0 | IP20 ¦ IEC60529,Terminal Block, IP30 ¦ IEC60529,Housing, IEC60529,Front Panel, IP20 ¦ IEC60529,Terminal Block, IP30 ¦ IEC60529,Housing, IEC60529,Front Panel,
RM22 (Catch Up)_298.0 | ? ?
RM22 (Catch Up)_3.0 | 22.5 x ? x ? ¦ ,Width, 22.5 x ? x ? ¦ ,Width,
RM22 (Catch Up)_30.0 | Power supply availability, Power supply not availability, Timing in-progress, Output is energized, Output is de-energized, Range Setting Changes, Power supply availability, Power supply not availability, Timing in-progress, Output is energized, Output is de-energized, Range Setting Changes,
RM22 (Catch Up)_31.0 | UL, CSA, GL, C-Tick, GOST, CE UL, CSA, GL, C-Tick, GOST, CE
RM22 (Catch Up)_32.0 | UL, CSA, GL, C-Tick, GOST UL, CSA, GL, C-Tick, GOST
RM22 (Catch Up)_33.0 | 2 cycles 24h ;+25°C +55°C 95%HR ¦ IEC60068-2-30,Damp heat, 2 cycles 24h ;+25°C +55°C 95%HR ¦ IEC60068-2-30,Damp heat,
RM22 (Catch Up)_34.0 | =< 1750 at maximum supply voltage ¦ ,through Un power reset, through front panel reset, through input control reset, =< 1750 at maximum supply voltage ¦ ,through Un power reset, through front panel reset, through input control reset,
RM22 (Catch Up)_35.0 | Not specified ¦ ,on crossing the threshold, Not specified ¦ ,on crossing the threshold,
RM22 (Catch Up)_36.0 | IEC60068-3-3 IEC60068-3-3
RM22 (Catch Up)_37.0 | 5 gn ¦ IEC60068-2-27 5 gn ¦ IEC60068-2-27
RM22 (Catch Up)_38.0 | 50 / 60 45…66 50 / 60 45…66
RM22 (Catch Up)_39.0 | A1-A2 A1-A2
RM22 (Catch Up)_4.0 | IEC60255-27,Supply / Input 1, IEC60255-27,Supply / Input 2, IEC60255-27,Supply / Input 3, IEC60255-27,Supply / Output 1, IEC60255-27,Supply / Output 2, IEC60255-27,Output 1 / Output 2, IEC60255-27,Input 1 / Output 1, IEC60255-27,Input 1 / Output 2, IEC60255-27,Input 2 / Output 1, IEC60255-27,Input 2 / Output 2, IEC60255-27,Input 3 / Output 1, IEC60255-27,Input 3 / Output 2, IEC60255-27,Input 1 / Input 2, IEC60255-27,Input 2 / Input 3, IEC60255-27,Input 1 / Input 3, IEC60255-27,Supply / Input 1, IEC60255-27,Supply / Input 2, IEC60255-27,Supply / Input 3, IEC60255-27,Supply / Output 1, IEC60255-27,Supply / Output 2, IEC60255-27,Output 1 / Output 2, IEC60255-27,Input 1 / Output 1, IEC60255-27,Input 1 / Output 2, IEC60255-27,Input 2 / Output 1, IEC60255-27,Input 2 / Output 2, IEC60255-27,Input 3 / Output 1, IEC60255-27,Input 3 / Output 2, IEC60255-27,Input 1 / Input 2, IEC60255-27,Input 2 / Input 3, IEC60255-27,Input 1 / Input 3,
RM22 (Catch Up)_40.0 | 3 ¦ IEC60664-1 3 ¦ IEC60664-1
RM22 (Catch Up)_41.0 | 8 ¦ IEC60947-5-1 IEC60947-5-1
RM22 (Catch Up)_42.0 | 0.6…1 ¦ IEC60947-1,Tightening torque, 0.6…1 ¦ IEC60947-1,Tightening torque,
RM22 (Catch Up)_43.0 | 0.035mm from 10Hz…150Hz ¦ IEC60068-2-6 0.035mm from 10Hz…150Hz ¦ IEC60068-2-6
RM22 (Catch Up)_44.0 | +/- 10% of full scale value, +/- 20% for HS range ¦ ,Setting accuracy, +/- 10% of full scale value, +/- 20% for HS range ¦ ,Setting accuracy,
RM22 (Catch Up)_45.0 | +/- 10% of full scales +/- 10% of full scales
RM22 (Catch Up)_46.0 | Not specified ¦ ,Repeat accuracy (constant parameters), Not specified ¦ ,Repeat accuracy (constant parameters),
RM22 (Catch Up)_47.0 | +/- 2% +/- 2%
RM22 (Catch Up)_48.0 | MTTF, B10, MTTF, B10,
RM22 (Catch Up)_49.0 | 8 ¦ IEC60947-5-1,Relay Output by external fuse, IEC62314,Solid State Output by external fuse, IEC60947-5-1,Relay Output by external fuse, IEC62314,Solid State Output by external fuse,
RM22 (Catch Up)_5.0 | 90 (AC), 100 (DC) 90 (AC), 100 (DC)
RM22 (Catch Up)_50.0 | Any position ¦ ,In relation to normal vertical mounting plane, Any position ¦ ,In relation to normal vertical mounting plane,
RM22 (Catch Up)_51.0 | On Top Hat 35mm DIN rail ¦ IEC/EN 60715,Without socket, - ¦ IEC/EN 60715,With socket, On Top Hat 35mm DIN rail ¦ IEC/EN 60715,Without socket, - ¦ IEC/EN 60715,With socket,
RM22 (Catch Up)_53.0 | 11-12-14 11-12-14, 21-22-24
RM22 (Catch Up)_54.0 | 1 x C/O relay contacts 2 x C/O relay contacts
RM22 (Catch Up)_55.0 | III ¦ IEC60664-1 III ¦ IEC60664-1
RM22 (Catch Up)_58.0 | Maximum measuring cycles, Maximum measuring cycles,
RM22 (Catch Up)_59.0 | ~ 250 ¦ ,Maximum switching voltage, ~ 8 ¦ ,Maximum switching current, 2000 ¦ ,Maximum switching capacity, ~ 250 ¦ ,Maximum switching voltage, ~ 5 ¦ ,Maximum switching current, 1250 ¦ ,Maximum switching capacity,
RM22 (Catch Up)_6.0 | 1 x 105 switching cycles ¦ IEC60947-4-1,AC-1, IEC60947-4-1,DC-1, IEC60947-5-1,AC-15, IEC60947-5-1,DC-13, 1 x 105 switching cycles ¦ IEC60947-4-1,AC-1, IEC60947-4-1,DC-1, IEC60947-5-1,AC-15, IEC60947-5-1,DC-13,
RM22 (Catch Up)_60.0 | 5 ¦ IEC60947-5-4,Minimum switching voltage, 10 ¦ IEC60947-5-4,Minimum switching current, 50 ¦ IEC60947-5-4,Minimum switching capacity, 5 ¦ IEC60947-5-4,Minimum switching voltage, 10 ¦ IEC60947-5-4,Minimum switching current, 50 ¦ IEC60947-5-4,Minimum switching capacity,
RM22 (Catch Up)_61.0 | Not specified ¦ ,Horizontal, Not specified ¦ ,Vertical, Not specified ¦ ,Horizontal, Not specified ¦ ,Vertical,
RM22 (Catch Up)_62.0
RM22 (Catch Up)_63.0 | Not specified ¦ ,R1 (11-12-14), R2 (21-22-24), Not specified ¦ ,R1 (11-12-14), R2 (21-22-24),
RM22 (Catch Up)_64.0
RM22 (Catch Up)_65.0
RM22 (Catch Up)_67.0 | ~ 5VA, -- 1.5W ~ 5VA, -- 1.5W
RM22 (Catch Up)_68.0 | - ¦ ,"OFF" delay, - ¦ ,"ON" delay, - ¦ ,Inhibition, · ¦ ,"OFF" delay, · ¦ ,"ON" delay, - ¦ ,Inhibition,
RM22 (Catch Up)_69.0 | 1 level - Fill operation, 1 level - Empty operation, 2 level - Fill operation, 2 level - Empty operation, 1 level - Fill operation, 1 level - Empty operation, 2 level - Fill operation, 2 level - Empty operation,
RM22 (Catch Up)_7.0 | IEC60664-1,Supply, IEC60664-1,Input 1, IEC60664-1,Input 2, IEC60664-1,Input 3, IEC60664-1,Output 1, IEC60664-1,Output 2, IEC60664-1,Supply / Input 1,Galvanic IEC60664-1,Supply / Input 2,Isolated IEC60664-1,Supply / Input 3,Circuit IEC60664-1,Supply / Output 1, IEC60664-1,Supply / Output 2, IEC60664-1,Output 1 / Output 2, IEC60664-1,Input 1 / Output 1, IEC60664-1,Input 1 / Output 2, IEC60664-1,Input 2 / Output 1, > 500MOhm @ -- 500V ¦ IEC60664-1,Input 2 / Output 2, IEC60664-1,Input 3 / Output 1, IEC60664-1,Input 3 / Output 2, IEC60664-1,Input 1 / Input 2, IEC60664-1,Input 2 / Input 3, IEC60664-1,Input 1 / Input 3, IEC60664-1,Supply, IEC60664-1,Input 1, IEC60664-1,Input 2, IEC60664-1,Input 3, IEC60664-1,Output 1, IEC60664-1,Output 2, IEC60664-1,Supply / Input 1,Galvanic IEC60664-1,Supply / Input 2,Isolated IEC60664-1,Supply / Input 3,Circuit IEC60664-1,Supply / Output 1, IEC60664-1,Supply / Output 2, IEC60664-1,Output 1 / Output 2, IEC60664-1,Input 1 / Output 1, IEC60664-1,Input 1 / Output 2, IEC60664-1,Input 2 / Output 1, > 500MOhm @ -- 500V ¦ IEC60664-1,Input 2 / Output 2, IEC60664-1,Input 3 / Output 1, IEC60664-1,Input 3 / Output 2, IEC60664-1,Input 1 / Input 2, IEC60664-1,Input 2 / Input 3, IEC60664-1,Input 1 / Input 3,
RM22 (Catch Up)_70.0 | Not specified Not specified Not specified Not specified
RM22 (Catch Up)_71.0 | Not specified ¦ ,Measurement error with supply voltage variation, 0.5% / oC ¦ ,Measurement error with temperature variation, Not specified ¦ ,Measurement error with supply voltage variation, 0.5% / oC ¦ ,Measurement error with temperature variation,
RM22 (Catch Up)_77.0 | IEC61810-1,Rated switching current, IEC61810-1,Rated switching current,
RM22 (Catch Up)_78.0 | IEC61810-1,Rated switching voltage, IEC61810-1,Rated switching voltage,
RM22 (Catch Up)_8.0 | IEC60664-1,Supply, IEC60664-1,Input 1, IEC60664-1,Input 2, IEC60664-1,Input 3, 4 ¦ IEC60664-1,Output 1, IEC60664-1,Output 2, IEC60664-1,Supply / Input 1,Galvanic IEC60664-1,Supply / Input 2,Isolated IEC60664-1,Supply / Input 3,Circuit IEC60664-1,Supply / Output 1, IEC60664-1,Supply / Output 2, IEC60664-1,Output 1 / Output 2, IEC60664-1,Input 1 / Output 1, IEC60664-1,Input 1 / Output 2, IEC60664-1,Input 2 / Output 1, 2 @ 50Hz for 1 minutes ¦ IEC60664-1,Input 2 / Output 2, IEC60664-1,Input 3 / Output 1, IEC60664-1,Input 3 / Output 2, IEC60664-1,Input 1 / Input 2, IEC60664-1,Input 2 / Input 3, IEC60664-1,Input 1 / Input 3, IEC60664-1,Supply, IEC60664-1,Input 1, IEC60664-1,Input 2, IEC60664-1,Input 3, 4 ¦ IEC60664-1,Output 1, IEC60664-1,Output 2, IEC60664-1,Supply / Input 1,Galvanic IEC60664-1,Supply / Input 2,Isolated IEC60664-1,Supply / Input 3,Circuit IEC60664-1,Supply / Output 1, IEC60664-1,Supply / Output 2, IEC60664-1,Output 1 / Output 2, IEC60664-1,Input 1 / Output 1, IEC60664-1,Input 1 / Output 2, IEC60664-1,Input 2 / Output 1, 2 @ 50Hz for 1 minutes ¦ IEC60664-1,Input 2 / Output 2, IEC60664-1,Input 3 / Output 1, IEC60664-1,Input 3 / Output 2, IEC60664-1,Input 1 / Input 2, IEC60664-1,Input 2 / Input 3, IEC60664-1,Input 1 / Input 3,
RM22 (Catch Up)_81.0 | 1 level - Fill operation, 1 level - Empty operation, 2 level - Fill operation, 2 level - Empty operation, 1 level - Fill operation, 1 level - Empty operation, 2 level - Fill operation, 2 level - Empty operation,
RM22 (Catch Up)_9.0 | 30 x 106 switching cycles ¦ IEC61810-1 30 x 106 switching cycles ¦ IEC61810-1
RM22 (Catch Up)_92.0 | - ¦ IEC62314,Only for solid state output, - ¦ IEC62314,Only for solid state output,
RM22 (Catch Up)_93.0 | - ¦ IEC62314,Only for solid state output, - ¦ IEC62314,Only for solid state output,
RM22 (Catch Up)_94.0 | Liquid level probe ¦ ,Measurement method, Liquid level probe ¦ ,Measurement method,
RM22 (Catch Up)_95.0 | 1 level - Fill operation, 1 level - Empty operation, 2 level - Fill operation, 2 level - Empty operation, 1 level - Fill operation, 1 level - Empty operation, 2 level - Fill operation, 2 level - Empty operation,
RM22 (Catch Up)_96.0 | - ¦ ,"OFF" delay, - ¦ ,"ON" delay, - ¦ ,Inhibition, Adjustable 0.1…5 ¦ ,"OFF" delay, Adjustable 0.1…5 ¦ ,"ON" delay, - ¦ ,Inhibition,
RM22JA21MR | 3K3 (No Condensation & No Formation of Ice) ¦ IEC60721-3-3,Climatic category, Class C ¦ Germanisher Lloyd,Environmental category, 6 cycles 24h ; +25°C +55°C ; RH: 93%..97% ¦ IEC60947-5-1,Cyclic Damp Heat Test, 24…240 AC/DC ¦ ,Supply,Rated 4..40mA AC/DC [full: 4..40mA AC/DC ] ¦ ,Input 1,Voltage 20..200mA AC/DC [full: 20..200mA AC/DC] ¦ ,Input 2,Spec 100..1000mA AC/DC [full: 100..1000mA AC/DC] ¦ ,Input 3, 250V ¦ ,Output 1, 250V ¦ ,Output 2, - ¦ ,Over / undercurrent (windows mode), Selectable with memory / without memory ¦ ,Over current, - ¦ ,Under current, ~/-- 4…1000 2.5 ¦ ,E1-M / B1-C, 0.5 ¦ ,E2-M / B2-C, 0.1 ¦ ,E3-M / B3-C, - ¦ ,A1+ / A2-, - ¦ ,Built in current transformer, ~/-- 4…40 ¦ ,E1-M / B1-C, ~/-- 20…200 ¦ ,E2-M / B2-C, ~/-- 100…1000 ¦ ,E3-M / B3-C, - ¦ ,A1+ / A2-, - ¦ ,Built in current transformer, Adjustable 10%...100% of 40 ¦ ,E1-M / B1-C, Adjustable 10%...100% of 200 ¦ ,E2-M / B2-C, Adjustable 10%...100% of 1000 ¦ ,E3-M / B3-C, - ¦ ,A1+ / A2-, - ¦ ,Built in current transformer, Adjustable 5%...50% of threshold setting ¦ ,E1-M / B1-C, Adjustable 5%...50% of threshold setting ¦ ,E2-M / B2-C, Adjustable 5%...50% of threshold setting ¦ ,E3-M / B3-C, - ¦ ,A1+ / A2-, - ¦ ,Built in current transformer, Shunt resistor E1-M, E2-M, E3-M 50 / 60 36…77 +/- 10% of full scale value +/- 0.5% < 1% over whole range 0.05% / oC 30 100 True RMS Yes 1) Will always illuminated when power is supplied to the product - 1) When input monitored @ normal condition, output is always energized 2) When input monitored @ fault condition, output is always de-energized Cannot declare MTTF = MTTFd (Note: customer confuses as safety product) ¦ ,MTTFd, Cannot declare B10 = B10d (Note: customer confuses as safety product) ¦ ,B10d,
RM22JA21MR_1.0 | Depth,
RM22JA21MR_10.0 | =< 300
RM22JA21MR_11.0 | ~/-- 24…240 ~/-- 20.4…264
RM22JA21MR_12.0 | -20oC..+60oC @50Hz or DC -20oC..+50oC @60Hz (F0) -20oC..+70oC (F1) ¦ ,Operation,
RM22JA21MR_13.0 | -40oC..+70oC ¦ ,Storage,
RM22JA21MR_14.0 | 10gn - 16ms ; 1000 X 6 axis (Non-Operating) ¦ IEC60068-2-29
RM22JA21MR_15.0 | 6 (Screw Terminal) 8 (Spring Terminal) ¦ ,Cable stripping length,
RM22JA21MR_16.0 | A1, A2 ¦ ,Supply,Terminal E1, M ¦ ,Input 1, E2, M ¦ ,Input 2, E3, M ¦ ,Input 3, 11,12,14 ¦ ,Output 1, 21,22,24 ¦ ,Output 2,
RM22JA21MR_17.0 | 1 conductor: 0.5…3.3 (AWG 20…AWG 12) 2 conductors: 0.5…2.5 (AWG 20…AWG 14) ¦ IEC60947-1,Solid cable without cable end (screw terminal), 1 conductor: 0.2…2.5 (AWG 24…AWG 14) 2 conductors: 0.2…1.5 (AWG 24…AWG 16) ¦ IEC60947-1,Flexible cable with cable end (screw terminal), - ¦ IEC60947-1,Solid cable (spring terminal), - ¦ IEC60947-1,Flexible cable (spring terminal),
RM22JA21MR_18.0 | Cadmium free
RM22JA21MR_19.0 | Output will be de-energized when activated
RM22JA21MR_2.0 | Height,
RM22JA21MR_20.0 | 2.0kV, 50/60Hz for 1 min ¦ IEC60255-27,Supply / Input 1, 2.0kV, 50/60Hz for 1 min ¦ IEC60255-27,Supply / Input 2, 2.0kV, 50/60Hz for 1 min ¦ IEC60255-27,Supply / Input 3, 2.0kV, 50/60Hz for 1 min ¦ IEC60255-27,Supply / Output 1, 2.0kV, 50/60Hz for 1 min ¦ IEC60255-27,Supply / Output 2, 2.0kV, 50/60Hz for 1 min ¦ IEC60255-27,Output 1 / Output 2, 2.0kV, 50/60Hz for 1 min ¦ IEC60255-27,Input 1 / Output 1, 2.0kV, 50/60Hz for 1 min ¦ IEC60255-27,Input 1 / Output 2, 2.0kV, 50/60Hz for 1 min ¦ IEC60255-27,Input 2 / Output 1, 2.0kV, 50/60Hz for 1 min ¦ IEC60255-27,Input 2 / Output 2, 2.0kV, 50/60Hz for 1 min ¦ IEC60255-27,Input 3 / Output 1, 2.0kV, 50/60Hz for 1 min ¦ IEC60255-27,Input 3 / Output 2, - ¦ IEC60255-27,Input 1 / Input 2, - ¦ IEC60255-27,Input 2 / Input 3, - ¦ IEC60255-27,Input 1 / Input 3,
RM22JA21MR_21.0 | EN/IEC 60255-1/60255-26/60255-27; EN/IEC 61000-6-1 to 61000-6-4; UL 508; CSA C22.2 No. 14, GB/T14048.5 2014/35/EU 2014/30/EU 2011/65/EU
RM22JA21MR_22.0 | 1
RM22JA21MR_23.0 | IEC61000-6-1, IEC 61000-6-2 ¦ ,Generic immunity standard, Level III (Contact : 6kV / Air : 8kV) ¦ IEC61000-4-2,Electrostatic discharge, Level I (10V/m: 2.0GHz to 2.7GHz) Level II (10V/m: 1.4 GHz to 2.0GHz) Level III (10V/m : 80MHz to 1GHz) ¦ IEC61000-4-3,Radiated RF & electromagnetic field, Level III (F0) (Supply: 2kV, 5kHz/100kHz) (I/O: 1kV, 5kHz/100kHz) Level IV (F1) (Supply: 4kV, 5kHz/100kHz) (I/O: 2kV, 5kHz/100kHz) ¦ IEC61000-4-4,Fast transient / burst, Level III (F0) (Supply:CM: 2kV, DM: 1KV) (I/O:CM: 0.5kV, DM: 0.5KV) Level IV (F1) (Supply:CM: 4kV, DM: 2KV) (I/O:CM: 1kV, DM: 1KV) ¦ IEC61000-4-5,Surge, Level III (10Vrms : 0.15MHz to 80MHz) (10Vrms : 80MHz to 230MHz) ¦ IEC61000-4-6,Conducted RF disturbance, Level IV (30A/m : continous) (300A/m : 3s) ¦ IEC61000-4-8,Power frequency magnetic field, - ¦ IEC61000-4-11,Voltage dips, short interruption & variations on power line, Level III (Supply:CM: 2.5kV, DM: 1KV) (I/O:CM: 2.5kV, DM: 1KV) ¦ IEC61000-4-18,1 MHz oscillation wave, 0 % residual voltage, 5ms 0 % residual voltage, 10ms 0 % residual voltage, 20ms 0 % residual voltage, 50ms 0 % residual voltage, 100ms 0 % residual voltage, 200ms ¦ IEC61000-4-29,DC voltage interruption, - ¦ IEC61000-4-13,Low frequency harmonics, DC Supply : 50 Hz to 10 kHz, 3Vrms (Max 2W) AC Supply : 1st…200th harmonics, Max 2W ¦ Germanisher Lloyd,Conducted low frequency interference (harmonics), IEC61000-6-3, IEC 61000-6-4 ¦ ,Generic emission standard, Class B ¦ EN55022 / CISPR22,Radiated RF & electromagnetic field (IT equiment), Class B, Group 1 ¦ EN55011 / CISPR11,Radiated RF & electromagnetic field (Medical equiment), EMC 2 ¦ Germanisher Lloyd,Radiated emission from enclosure port, Class B ¦ EN55022 / CISPR22,Conducted RF emission on power line (IT equiment), Class B, Group 1 ¦ EN55011 / CISPR11,Conducted RF emission on power line (Medical equiment), EMC 2 ¦ Germanisher Lloyd,Conducted emission,
RM22JA21MR_29.0 | IP20 ¦ IEC60529,Terminal Block, IP40 ¦ IEC60529,Housing, IP50 (With Transparent Cover) ¦ IEC60529,Front Panel,
RM22JA21MR_298.0 | 110
RM22JA21MR_3.0 | 22.5 x 90 x 73 ¦ ,Width,
RM22JA21MR_30.0 | Dial pointer (Green) R (Amber) Dial pointer - ON ¦ ,Power supply availability, Dial pointer - OFF ¦ ,Power supply not availability, R - Slow Blink (50% ON; 50% OFF) @ 1Hz ¦ ,Timing in-progress, R - ON ¦ ,Output is energized, R - OFF ¦ ,Output is de-energized, All LEDs - Fast Blink (5% ON; 95% OFF) @ 1Hz ¦ ,Range Setting Changes,
RM22JA21MR_31.0 | UL, CSA, DNVGL, RCM, EAC, CCC, CE, China ROHS
RM22JA21MR_32.0 | UL, CSA, DNVGL, RCM, EAC, CCC, CE, China ROHS
RM22JA21MR_33.0 | 6 cycles 24h ; +25°C +55°C ; RH: 93%..97% ¦ IEC60068-2-30,Damp heat,
RM22JA21MR_34.0 | =< 1500 at maximum supply voltage ¦ ,through Un power reset, through front panel reset, through input control reset,
RM22JA21MR_35.0 | Not specified =< 500ms ¦ ,on crossing the threshold,
RM22JA21MR_36.0 | Horizontal (x,z): ±3.5mm from 1Hz…9Hz 1g from 9Hz..35Hz Vertical (y): ±1.5mm from 1Hz…9Hz 0.5g from 9Hz..35Hz ¦ IEC60068-3-3
RM22JA21MR_37.0 | 15gn - 11ms ; 3 X 6 axis (Non-Operating) 5gn - 11ms ; 3 X 6 axis (Operating) ¦ IEC60068-2-27
RM22JA21MR_38.0 | 50 / 60 45…66
RM22JA21MR_39.0 | A1-A2
RM22JA21MR_4.0 | >100 MOhm at 500 V DC ¦ IEC60255-27,Supply / Input 1, >100 MOhm at 500 V DC ¦ IEC60255-27,Supply / Input 2, >100 MOhm at 500 V DC ¦ IEC60255-27,Supply / Input 3, >100 MOhm at 500 V DC ¦ IEC60255-27,Supply / Output 1, >100 MOhm at 500 V DC ¦ IEC60255-27,Supply / Output 2, >100 MOhm at 500 V DC ¦ IEC60255-27,Output 1 / Output 2, >100 MOhm at 500 V DC ¦ IEC60255-27,Input 1 / Output 1, >100 MOhm at 500 V DC ¦ IEC60255-27,Input 1 / Output 2, >100 MOhm at 500 V DC ¦ IEC60255-27,Input 2 / Output 1, >100 MOhm at 500 V DC ¦ IEC60255-27,Input 2 / Output 2, >100 MOhm at 500 V DC ¦ IEC60255-27,Input 3 / Output 1, >100 MOhm at 500 V DC ¦ IEC60255-27,Input 3 / Output 2, - ¦ IEC60255-27,Input 1 / Input 2, - ¦ IEC60255-27,Input 2 / Input 3, - ¦ IEC60255-27,Input 1 / Input 3,
RM22JA21MR_40.0 | 3 ¦ IEC60664-1
RM22JA21MR_41.0 | 8A ¦ IEC60947-5-1
RM22JA21MR_42.0 | 0.6…1.0 ¦ IEC60947-1,Tightening torque,
RM22JA21MR_43.0 | 0.075 mm (f = 10...58.1 Hz), 1 gn (f = 58.1...150Hz) (Non-Operating) 0.035 mm (f = 10...60.1 Hz), 0.5 gn (f = 60.1...150Hz) (Operating) ¦ IEC60068-2-6
RM22JA21MR_45.0 | +/- 10% of full scales
RM22JA21MR_47.0 | +/- 2%
RM22JA21MR_48.0 | 2,600,000 hours ¦ ,MTTF, 270,000 hours ¦ ,B10,
RM22JA21MR_49.0 | 8A ¦ IEC60947-5-1,Relay Output by external fuse, - ¦ IEC62314,Solid State Output by external fuse,
RM22JA21MR_5.0 | 50
RM22JA21MR_50.0 | Any position ¦ ,In relation to normal vertical mounting plane,
RM22JA21MR_51.0 | On 35 mm DIN rail ¦ IEC/EN 60715,Without socket, - ¦ IEC/EN 60715,With socket,
RM22JA21MR_53.0 | 11-12-14, 21-22-24
RM22JA21MR_54.0 | 2 x C/O relay contacts
RM22JA21MR_55.0 | 3 ¦ IEC60664-1
RM22JA21MR_59.0 | 250V ¦ ,Maximum switching voltage, 8A ¦ ,Maximum switching current, - ¦ ,Maximum switching capacity,
RM22JA21MR_6.0 | NO: 250VAC/8A, 75k cycles NO: 250VAC/5A, 100k cycles ¦ IEC60947-4-1,AC-1, NO: 24VDC/5A, 100k cycles ¦ IEC60947-4-1,DC-1, NO: 250VAC/0.15A, 100k cycles ¦ IEC60947-5-1,AC-15, NO: 24VDC/1A, 100k cycles ¦ IEC60947-5-1,DC-13,
RM22JA21MR_60.0 | - ¦ IEC60947-5-4,Minimum switching voltage, - ¦ IEC60947-5-4,Minimum switching current, NO: 12V/10mA, MCTF > 80,000,000 ¦ IEC60947-5-4,Minimum switching capacity,
RM22JA21MR_61.0 | Not specified ¦ ,Horizontal, Not specified ¦ ,Vertical,
RM22JA21MR_62.0 | 1
RM22JA21MR_63.0 | Energized on fault-free ¦ ,R1 (11-12-14), Energized on fault-free ¦ ,R2 (21-22-24),
RM22JA21MR_64.0
RM22JA21MR_65.0 | -
RM22JA21MR_67.0 | ~ 3.5VA, -- 0.6W 1.5W
RM22JA21MR_68.0 | Yes ¦ ,"OFF" delay, - ¦ ,"ON" delay, - ¦ ,Inhibition,
RM22JA21MR_7.0 | 4kV, OVC3 ¦ IEC60664-1,Supply, - ¦ IEC60664-1,Input 1, - ¦ IEC60664-1,Input 2, - ¦ IEC60664-1,Input 3, - ¦ IEC60664-1,Output 1, - ¦ IEC60664-1,Output 2, 4kV, OVC3 ¦ IEC60664-1,Supply / Input 1,Galvanic 4kV, OVC3 ¦ IEC60664-1,Supply / Input 2,Isolated 4kV, OVC3 ¦ IEC60664-1,Supply / Input 3,Circuit 4kV, OVC3 ¦ IEC60664-1,Supply / Output 1, 4kV, OVC3 ¦ IEC60664-1,Supply / Output 2, 4kV, OVC3 ¦ IEC60664-1,Output 1 / Output 2, 4kV, OVC3 ¦ IEC60664-1,Input 1 / Output 1, 4kV, OVC3 ¦ IEC60664-1,Input 1 / Output 2, 4kV, OVC3 ¦ IEC60664-1,Input 2 / Output 1, 4kV, OVC3 ¦ IEC60664-1,Input 2 / Output 2, 4kV, OVC3 ¦ IEC60664-1,Input 3 / Output 1, 4kV, OVC3 ¦ IEC60664-1,Input 3 / Output 2, - ¦ IEC60664-1,Input 1 / Input 2, - ¦ IEC60664-1,Input 2 / Input 3, - ¦ IEC60664-1,Input 1 / Input 3,
RM22JA21MR_70.0 | < 1 < 0.05
RM22JA21MR_77.0 | 8A ¦ IEC61810-1,Rated switching current,
RM22JA21MR_78.0 | 250V ¦ IEC61810-1,Rated switching voltage,
RM22JA21MR_8.0 | 250V ¦ IEC60664-1,Supply, 10V ¦ IEC60664-1,Input 1, 10V ¦ IEC60664-1,Input 2, 10V ¦ IEC60664-1,Input 3, 250V ¦ IEC60664-1,Output 1, 250V ¦ IEC60664-1,Output 2, 250V ¦ IEC60664-1,Supply / Input 1,Galvanic 250V ¦ IEC60664-1,Supply / Input 2,Isolated 250V ¦ IEC60664-1,Supply / Input 3,Circuit 250V ¦ IEC60664-1,Supply / Output 1, 250V ¦ IEC60664-1,Supply / Output 2, 250V ¦ IEC60664-1,Output 1 / Output 2, 250V ¦ IEC60664-1,Input 1 / Output 1, 250V ¦ IEC60664-1,Input 1 / Output 2, 250V ¦ IEC60664-1,Input 2 / Output 1, 250V ¦ IEC60664-1,Input 2 / Output 2, 250V ¦ IEC60664-1,Input 3 / Output 1, 250V ¦ IEC60664-1,Input 3 / Output 2, - ¦ IEC60664-1,Input 1 / Input 2, - ¦ IEC60664-1,Input 2 / Input 3, - ¦ IEC60664-1,Input 1 / Input 3,
RM22JA21MR_9.0 | 10 x 106 cycles ¦ IEC61810-1
RM22JA21MR_92.0 | - ¦ IEC62314,Only for solid state output,
RM22JA21MR_93.0 | - ¦ IEC62314,Only for solid state output,
RM22JA21MR_96.0 | - ¦ ,"OFF" delay, - ¦ ,"ON" delay, - ¦ ,Inhibition,
RM22JA31MR | 3K3 (No Condensation & No Formation of Ice) ¦ IEC60721-3-3,Climatic category, Class C ¦ Germanisher Lloyd,Environmental category, 6 cycles 24h ; +25°C +55°C ; RH: 93%..97% ¦ IEC60947-5-1,Cyclic Damp Heat Test, 24…240 AC/DC ¦ ,Supply,Rated 4..40mA AC/DC [full: 4..40mA AC/DC ] ¦ ,Input 1,Voltage 20..200mA AC/DC [full: 20..200mA AC/DC] ¦ ,Input 2,Spec 100..1000mA AC/DC [full: 100..1000mA AC/DC] ¦ ,Input 3, 250V ¦ ,Output 1, 250V ¦ ,Output 2, Selectable with memory / without memory ¦ ,Over / undercurrent (windows mode), Selectable with memory / without memory ¦ ,Over current, Selectable with memory / without memory ¦ ,Under current, ~/-- 4…1000 2.5 ¦ ,E1-M / B1-C, 0.5 ¦ ,E2-M / B2-C, 0.1 ¦ ,E3-M / B3-C, - ¦ ,A1+ / A2-, - ¦ ,Built in current transformer, ~/-- 4…40 ¦ ,E1-M / B1-C, ~/-- 20…200 ¦ ,E2-M / B2-C, ~/-- 100…1000 ¦ ,E3-M / B3-C, - ¦ ,A1+ / A2-, - ¦ ,Built in current transformer, Adjustable 10%...100% of 40 ¦ ,E1-M / B1-C, Adjustable 10%...100% of 200 ¦ ,E2-M / B2-C, Adjustable 10%...100% of 1000 ¦ ,E3-M / B3-C, - ¦ ,A1+ / A2-, - ¦ ,Built in current transformer, Overcurrent or Undercurrent: Adjustable 5...50 % of threshold setting Window mode: Fix 3% of full scale value ¦ ,E1-M / B1-C, Overcurrent or Undercurrent: Adjustable 5...50 % of threshold setting Window mode: Fix 3% of full scale value ¦ ,E2-M / B2-C, Overcurrent or Undercurrent: Adjustable 5...50 % of threshold setting Window mode: Fix 3% of full scale value ¦ ,E3-M / B3-C, - ¦ ,A1+ / A2-, - ¦ ,Built in current transformer, Shunt resistor E1-M, E2-M, E3-M 50 / 60 36…77 +/- 10% of full scale value +/- 0.5% < 1% over whole range 0.05% / oC 30 100 True RMS Yes 1) Will always illuminated when power is supplied to the product - 1) When input monitored @ normal condition, output is always energized 2) When input monitored @ fault condition, output is always de-energized Cannot declare MTTF = MTTFd (Note: customer confuses as safety product) ¦ ,MTTFd, Cannot declare B10 = B10d (Note: customer confuses as safety product) ¦ ,B10d,
RM22JA31MR_1.0 | Depth,
RM22JA31MR_10.0 | =< 300
RM22JA31MR_11.0 | ~/-- 24…240 ~/-- 20.4…264
RM22JA31MR_12.0 | -20oC..+60oC @50Hz or DC -20oC..+50oC @60Hz (F0) -20oC..+70oC (F1) ¦ ,Operation,
RM22JA31MR_13.0 | -40oC..+70oC ¦ ,Storage,
RM22JA31MR_14.0 | 10gn - 16ms ; 1000 X 6 axis (Non-Operating) ¦ IEC60068-2-29
RM22JA31MR_15.0 | 6 (Screw Terminal) 8 (Spring Terminal) ¦ ,Cable stripping length,
RM22JA31MR_16.0 | A1, A2 ¦ ,Supply,Terminal E1, M ¦ ,Input 1, E2, M ¦ ,Input 2, E3, M ¦ ,Input 3, 11,12,14 ¦ ,Output 1, 21,22,24 ¦ ,Output 2,
RM22JA31MR_17.0 | 1 conductor: 0.5…3.3 (AWG 20…AWG 12) 2 conductors: 0.5…2.5 (AWG 20…AWG 14) ¦ IEC60947-1,Solid cable without cable end (screw terminal), 1 conductor: 0.2…2.5 (AWG 24…AWG 14) 2 conductors: 0.2…1.5 (AWG 24…AWG 16) ¦ IEC60947-1,Flexible cable with cable end (screw terminal), - ¦ IEC60947-1,Solid cable (spring terminal), - ¦ IEC60947-1,Flexible cable (spring terminal),
RM22JA31MR_18.0 | Cadmium free
RM22JA31MR_19.0 | Output will be de-energized when activated
RM22JA31MR_2.0 | Height,
RM22JA31MR_20.0 | 2.0kV, 50/60Hz for 1 min ¦ IEC60255-27,Supply / Input 1, 2.0kV, 50/60Hz for 1 min ¦ IEC60255-27,Supply / Input 2, 2.0kV, 50/60Hz for 1 min ¦ IEC60255-27,Supply / Input 3, 2.0kV, 50/60Hz for 1 min ¦ IEC60255-27,Supply / Output 1, 2.0kV, 50/60Hz for 1 min ¦ IEC60255-27,Supply / Output 2, 2.0kV, 50/60Hz for 1 min ¦ IEC60255-27,Output 1 / Output 2, 2.0kV, 50/60Hz for 1 min ¦ IEC60255-27,Input 1 / Output 1, 2.0kV, 50/60Hz for 1 min ¦ IEC60255-27,Input 1 / Output 2, 2.0kV, 50/60Hz for 1 min ¦ IEC60255-27,Input 2 / Output 1, 2.0kV, 50/60Hz for 1 min ¦ IEC60255-27,Input 2 / Output 2, 2.0kV, 50/60Hz for 1 min ¦ IEC60255-27,Input 3 / Output 1, 2.0kV, 50/60Hz for 1 min ¦ IEC60255-27,Input 3 / Output 2, - ¦ IEC60255-27,Input 1 / Input 2, - ¦ IEC60255-27,Input 2 / Input 3, - ¦ IEC60255-27,Input 1 / Input 3,
RM22JA31MR_21.0 | EN/IEC 60255-1/60255-26/60255-27; EN/IEC 61000-6-1 to 61000-6-4; UL 508; CSA C22.2 No. 14, GB/T14048.5 2014/35/EU 2014/30/EU 2011/65/EU
RM22JA31MR_22.0 | 1
RM22JA31MR_23.0 | IEC61000-6-1, IEC 61000-6-2 ¦ ,Generic immunity standard, Level III (Contact : 6kV / Air : 8kV) ¦ IEC61000-4-2,Electrostatic discharge, Level I (10V/m: 2.0GHz to 2.7GHz) Level II (10V/m: 1.4 GHz to 2.0GHz) Level III (10V/m : 80MHz to 1GHz) ¦ IEC61000-4-3,Radiated RF & electromagnetic field, Level III (F0) (Supply: 2kV, 5kHz/100kHz) (I/O: 1kV, 5kHz/100kHz) Level IV (F1) (Supply: 4kV, 5kHz/100kHz) (I/O: 2kV, 5kHz/100kHz) ¦ IEC61000-4-4,Fast transient / burst, Level III (F0) (Supply:CM: 2kV, DM: 1KV) (I/O:CM: 0.5kV, DM: 0.5KV) Level IV (F1) (Supply:CM: 4kV, DM: 2KV) (I/O:CM: 1kV, DM: 1KV) ¦ IEC61000-4-5,Surge, Level III (10Vrms : 0.15MHz to 80MHz) (10Vrms : 80MHz to 230MHz) ¦ IEC61000-4-6,Conducted RF disturbance, Level IV (30A/m : continous) (300A/m : 3s) ¦ IEC61000-4-8,Power frequency magnetic field, - ¦ IEC61000-4-11,Voltage dips, short interruption & variations on power line, Level III (Supply:CM: 2.5kV, DM: 1KV) (I/O:CM: 2.5kV, DM: 1KV) ¦ IEC61000-4-18,1 MHz oscillation wave, 0 % residual voltage, 5ms 0 % residual voltage, 10ms 0 % residual voltage, 20ms 0 % residual voltage, 50ms 0 % residual voltage, 100ms 0 % residual voltage, 200ms ¦ IEC61000-4-29,DC voltage interruption, - ¦ IEC61000-4-13,Low frequency harmonics, DC Supply : 50 Hz to 10 kHz, 3Vrms (Max 2W) AC Supply : 1st…200th harmonics, Max 2W ¦ Germanisher Lloyd,Conducted low frequency interference (harmonics), IEC61000-6-3, IEC 61000-6-4 ¦ ,Generic emission standard, Class B ¦ EN55022 / CISPR22,Radiated RF & electromagnetic field (IT equiment), Class B, Group 1 ¦ EN55011 / CISPR11,Radiated RF & electromagnetic field (Medical equiment), EMC 2 ¦ Germanisher Lloyd,Radiated emission from enclosure port, Class B ¦ EN55022 / CISPR22,Conducted RF emission on power line (IT equiment), Class B, Group 1 ¦ EN55011 / CISPR11,Conducted RF emission on power line (Medical equiment), EMC 2 ¦ Germanisher Lloyd,Conducted emission,
RM22JA31MR_29.0 | IP20 ¦ IEC60529,Terminal Block, IP40 ¦ IEC60529,Housing, IP50 (With Transparent Cover) ¦ IEC60529,Front Panel,
RM22JA31MR_298.0 | 110
RM22JA31MR_3.0 | 22.5 x 90 x 73 ¦ ,Width,
RM22JA31MR_30.0 | Dial pointer (Green) R (Amber) Dial pointer - ON ¦ ,Power supply availability, Dial pointer - OFF ¦ ,Power supply not availability, R - Slow Blink (50% ON; 50% OFF) @ 1Hz ¦ ,Timing in-progress, R - ON ¦ ,Output is energized, R - OFF ¦ ,Output is de-energized, All LEDs - Fast Blink (5% ON; 95% OFF) @ 1Hz ¦ ,Range Setting Changes,
RM22JA31MR_31.0 | UL, CSA, DNVGL, RCM, EAC, CCC, CE, China ROHS
RM22JA31MR_32.0 | UL, CSA, DNVGL, RCM, EAC, CCC, CE, China ROHS
RM22JA31MR_33.0 | 6 cycles 24h ; +25°C +55°C ; RH: 93%..97% ¦ IEC60068-2-30,Damp heat,
RM22JA31MR_34.0 | =< 1500 at maximum supply voltage ¦ ,through Un power reset, through front panel reset, through input control reset,
RM22JA31MR_35.0 | Not specified =< 500ms ¦ ,on crossing the threshold,
RM22JA31MR_36.0 | Horizontal (x,z): ±3.5mm from 1Hz…9Hz 1g from 9Hz..35Hz Vertical (y): ±1.5mm from 1Hz…9Hz 0.5g from 9Hz..35Hz ¦ IEC60068-3-3
RM22JA31MR_37.0 | 15gn - 11ms ; 3 X 6 axis (Non-Operating) 5gn - 11ms ; 3 X 6 axis (Operating) ¦ IEC60068-2-27
RM22JA31MR_38.0 | 50 / 60 45…66
RM22JA31MR_39.0 | A1-A2
RM22JA31MR_4.0 | >100 MOhm at 500 V DC ¦ IEC60255-27,Supply / Input 1, >100 MOhm at 500 V DC ¦ IEC60255-27,Supply / Input 2, >100 MOhm at 500 V DC ¦ IEC60255-27,Supply / Input 3, >100 MOhm at 500 V DC ¦ IEC60255-27,Supply / Output 1, >100 MOhm at 500 V DC ¦ IEC60255-27,Supply / Output 2, >100 MOhm at 500 V DC ¦ IEC60255-27,Output 1 / Output 2, >100 MOhm at 500 V DC ¦ IEC60255-27,Input 1 / Output 1, >100 MOhm at 500 V DC ¦ IEC60255-27,Input 1 / Output 2, >100 MOhm at 500 V DC ¦ IEC60255-27,Input 2 / Output 1, >100 MOhm at 500 V DC ¦ IEC60255-27,Input 2 / Output 2, >100 MOhm at 500 V DC ¦ IEC60255-27,Input 3 / Output 1, >100 MOhm at 500 V DC ¦ IEC60255-27,Input 3 / Output 2, - ¦ IEC60255-27,Input 1 / Input 2, - ¦ IEC60255-27,Input 2 / Input 3, - ¦ IEC60255-27,Input 1 / Input 3,
RM22JA31MR_40.0 | 3 ¦ IEC60664-1
RM22JA31MR_41.0 | 8A ¦ IEC60947-5-1
RM22JA31MR_42.0 | 0.6…1.0 ¦ IEC60947-1,Tightening torque,
RM22JA31MR_43.0 | 0.075 mm (f = 10...58.1 Hz), 1 gn (f = 58.1...150Hz) (Non-Operating) 0.035 mm (f = 10...60.1 Hz), 0.5 gn (f = 60.1...150Hz) (Operating) ¦ IEC60068-2-6
RM22JA31MR_45.0 | +/- 10% of full scales
RM22JA31MR_47.0 | +/- 2%
RM22JA31MR_48.0 | 2,600,000 hours ¦ ,MTTF, 270,000 hours ¦ ,B10,
RM22JA31MR_49.0 | 8A ¦ IEC60947-5-1,Relay Output by external fuse, - ¦ IEC62314,Solid State Output by external fuse,
RM22JA31MR_5.0 | 50
RM22JA31MR_50.0 | Any position ¦ ,In relation to normal vertical mounting plane,
RM22JA31MR_51.0 | On 35 mm DIN rail ¦ IEC/EN 60715,Without socket, - ¦ IEC/EN 60715,With socket,
RM22JA31MR_53.0 | 11-12-14, 21-22-24
RM22JA31MR_54.0 | 2 x C/O relay contacts
RM22JA31MR_55.0 | 3 ¦ IEC60664-1
RM22JA31MR_59.0 | 250V ¦ ,Maximum switching voltage, 8A ¦ ,Maximum switching current, - ¦ ,Maximum switching capacity,
RM22JA31MR_6.0 | NO: 250VAC/8A, 75k cycles NO: 250VAC/5A, 100k cycles ¦ IEC60947-4-1,AC-1, NO: 24VDC/5A, 100k cycles ¦ IEC60947-4-1,DC-1, NO: 250VAC/0.15A, 100k cycles ¦ IEC60947-5-1,AC-15, NO: 24VDC/1A, 100k cycles ¦ IEC60947-5-1,DC-13,
RM22JA31MR_60.0 | - ¦ IEC60947-5-4,Minimum switching voltage, - ¦ IEC60947-5-4,Minimum switching current, NO: 12V/10mA, MCTF > 80,000,000 ¦ IEC60947-5-4,Minimum switching capacity,
RM22JA31MR_61.0 | Not specified ¦ ,Horizontal, Not specified ¦ ,Vertical,
RM22JA31MR_62.0 | 1
RM22JA31MR_63.0 | Energized on fault-free ¦ ,R1 (11-12-14), Energized on fault-free ¦ ,R2 (21-22-24),
RM22JA31MR_64.0
RM22JA31MR_65.0 | -
RM22JA31MR_67.0 | ~ 3.5VA, -- 0.6W 1.5W
RM22JA31MR_68.0 | Yes ¦ ,"OFF" delay, - ¦ ,"ON" delay, - ¦ ,Inhibition,
RM22JA31MR_7.0 | 4kV, OVC3 ¦ IEC60664-1,Supply, - ¦ IEC60664-1,Input 1, - ¦ IEC60664-1,Input 2, - ¦ IEC60664-1,Input 3, - ¦ IEC60664-1,Output 1, - ¦ IEC60664-1,Output 2, 4kV, OVC3 ¦ IEC60664-1,Supply / Input 1,Galvanic 4kV, OVC3 ¦ IEC60664-1,Supply / Input 2,Isolated 4kV, OVC3 ¦ IEC60664-1,Supply / Input 3,Circuit 4kV, OVC3 ¦ IEC60664-1,Supply / Output 1, 4kV, OVC3 ¦ IEC60664-1,Supply / Output 2, 4kV, OVC3 ¦ IEC60664-1,Output 1 / Output 2, 4kV, OVC3 ¦ IEC60664-1,Input 1 / Output 1, 4kV, OVC3 ¦ IEC60664-1,Input 1 / Output 2, 4kV, OVC3 ¦ IEC60664-1,Input 2 / Output 1, 4kV, OVC3 ¦ IEC60664-1,Input 2 / Output 2, 4kV, OVC3 ¦ IEC60664-1,Input 3 / Output 1, 4kV, OVC3 ¦ IEC60664-1,Input 3 / Output 2, - ¦ IEC60664-1,Input 1 / Input 2, - ¦ IEC60664-1,Input 2 / Input 3, - ¦ IEC60664-1,Input 1 / Input 3,
RM22JA31MR_70.0 | < 1 < 0.05
RM22JA31MR_77.0 | 8A ¦ IEC61810-1,Rated switching current,
RM22JA31MR_78.0 | 250V ¦ IEC61810-1,Rated switching voltage,
RM22JA31MR_8.0 | 250V ¦ IEC60664-1,Supply, 10V ¦ IEC60664-1,Input 1, 10V ¦ IEC60664-1,Input 2, 10V ¦ IEC60664-1,Input 3, 250V ¦ IEC60664-1,Output 1, 250V ¦ IEC60664-1,Output 2, 250V ¦ IEC60664-1,Supply / Input 1,Galvanic 250V ¦ IEC60664-1,Supply / Input 2,Isolated 250V ¦ IEC60664-1,Supply / Input 3,Circuit 250V ¦ IEC60664-1,Supply / Output 1, 250V ¦ IEC60664-1,Supply / Output 2, 250V ¦ IEC60664-1,Output 1 / Output 2, 250V ¦ IEC60664-1,Input 1 / Output 1, 250V ¦ IEC60664-1,Input 1 / Output 2, 250V ¦ IEC60664-1,Input 2 / Output 1, 250V ¦ IEC60664-1,Input 2 / Output 2, 250V ¦ IEC60664-1,Input 3 / Output 1, 250V ¦ IEC60664-1,Input 3 / Output 2, - ¦ IEC60664-1,Input 1 / Input 2, - ¦ IEC60664-1,Input 2 / Input 3, - ¦ IEC60664-1,Input 1 / Input 3,
RM22JA31MR_9.0 | 10 x 106 cycles ¦ IEC61810-1
RM22JA31MR_92.0 | - ¦ IEC62314,Only for solid state output,
RM22JA31MR_93.0 | - ¦ IEC62314,Only for solid state output,
RM22JA31MR_96.0 | Adjustable 0.1…30 ¦ ,"OFF" delay, - ¦ ,"ON" delay, - ¦ ,Inhibition,
RM22JA31MW (Catch Up) | Not specified ¦ IEC60721-3-3,Climatic category, Germanisher Lloyd,Environmental category, IEC60947-5-1,Cyclic Damp Heat Test, 600 ¦ ,Supply,Rated 600 ¦ ,Input 1,Voltage Input 2,Spec Input 3, Output 1, Output 2, - ¦ ,Over / undercurrent (windows mode), Selectable with memory / without memory ¦ ,Over current, Selectable with memory / without memory ¦ ,Under current, ~/-- 2…500 5 ¦ ,E1-M / B1-C, 1 ¦ ,E2-M / B2-C, 0.2 ¦ ,E3-M / B3-C, A1+ / A2-, - ¦ ,Built in current transformer, ~/-- 2…20 ¦ ,E1-M / B1-C, ~/-- 10…100 ¦ ,E2-M / B2-C, ~/-- 50…500 ¦ ,E3-M / B3-C, A1+ / A2-, - ¦ ,Built in current transformer, Adjustable 10%...100% of 20 ¦ ,E1-M / B1-C, Adjustable 10%...100% of 100 ¦ ,E2-M / B2-C, Adjustable 10%...100% of 500 ¦ ,E3-M / B3-C, A1+ / A2-, - ¦ ,Built in current transformer, Adjustable 5%...50% of threshold setting ¦ ,E1-M / B1-C, Adjustable 5%...50% of threshold setting ¦ ,E2-M / B2-C, Adjustable 5%...50% of threshold setting ¦ ,E3-M / B3-C, A1+ / A2-, - ¦ ,Built in current transformer, Shunt resistor E1-M, E2-M, E3-M 50 / 60 36…77 +/- 10% of full scale value +/- 0.5% < 1% over whole range 0.05% / oC 30 True RMS MTTFd, B10d,
RM22JA31MW (Catch Up)_1.0 | Depth,
RM22JA31MW (Catch Up)_10.0 | =< 300
RM22JA31MW (Catch Up)_11.0 | ~/-- 24…240 ~/-- 20.4…264
RM22JA31MW (Catch Up)_12.0 | -20…+50 ¦ ,Operation,
RM22JA31MW (Catch Up)_13.0 | -40…+70 ¦ ,Storage,
RM22JA31MW (Catch Up)_14.0 | IEC60068-2-29
RM22JA31MW (Catch Up)_15.0 | Not specified ¦ ,Cable stripping length,
RM22JA31MW (Catch Up)_16.0 | Supply,Terminal Input 1, Input 2, Input 3, Output 1, 600 ¦ ,Output 2,
RM22JA31MW (Catch Up)_17.0 | 1 conductor:0.5…4 (AWG20…AWG11) 2 conductor:0.5…2.5 (AWG20…AWG14) ¦ IEC60947-1,Solid cable without cable end (screw terminal), 1 conductor:0.2…2.5 (AWG24…AWG12) 2 conductor:0.2…1.5 (AWG24…AWG16) ¦ IEC60947-1,Flexible cable with cable end (screw terminal), - ¦ IEC60947-1,Solid cable (spring terminal), - ¦ IEC60947-1,Flexible cable (spring terminal),
RM22JA31MW (Catch Up)_18.0 | Cadmium free
RM22JA31MW (Catch Up)_19.0
RM22JA31MW (Catch Up)_2.0 | Height,
RM22JA31MW (Catch Up)_20.0 | Yes ¦ IEC60255-27,Supply / Input 1, Yes ¦ IEC60255-27,Supply / Input 2, Yes ¦ IEC60255-27,Supply / Input 3, IEC60255-27,Supply / Output 1, IEC60255-27,Supply / Output 2, IEC60255-27,Output 1 / Output 2, IEC60255-27,Input 1 / Output 1, IEC60255-27,Input 1 / Output 2, IEC60255-27,Input 2 / Output 1, IEC60255-27,Input 2 / Output 2, IEC60255-27,Input 3 / Output 1, IEC60255-27,Input 3 / Output 2, IEC60255-27,Input 1 / Input 2, IEC60255-27,Input 2 / Input 3, IEC60255-27,Input 1 / Input 3,
RM22JA31MW (Catch Up)_21.0 | EN60255-6, IEC60255-6 No 73/23/EEC + 93/68/EEC No 89/336/EEC + 92/31/EEC + 93/68/EEC 2002/95/EC
RM22JA31MW (Catch Up)_22.0 | Not specified
RM22JA31MW (Catch Up)_23.0 | IEC61000-6-2 ¦ ,Generic immunity standard, Level 3 (6kV / 8kV) ¦ IEC61000-4-2,Electrostatic discharge, Level 3 (10V/m) ¦ IEC61000-4-3,Radiated RF & electromagnetic field, Level 3 (2kV coupling / 4kV direct) ¦ IEC61000-4-4,Fast transient / burst, Level 3 (1kV phase-phase) ¦ IEC61000-4-5,Surge, Level 3 (10V) ¦ IEC61000-4-6,Conducted RF disturbance, IEC61000-4-8,Power frequency magnetic field, Class 3 (0%, 40%, 70%, 80% of Us) ¦ IEC61000-4-11,Voltage dips, short interruption & variations on power line, IEC61000-4-18,1 MHz oscillation wave, IEC61000-4-29,DC voltage interruption, Not tested ¦ IEC61000-4-13,Low frequency harmonics, · ¦ Germanisher Lloyd,Conducted low frequency interference (harmonics), IEC61000-6-3, IEC61000-6-4 ¦ ,Generic emission standard, Class B ¦ EN55022 / CISPR22,Radiated RF & electromagnetic field (IT equiment), Class B ¦ EN55011 / CISPR11,Radiated RF & electromagnetic field (Medical equiment), EMC 2 ¦ Germanisher Lloyd,Radiated emission from enclosure port, Class B ¦ EN55022 / CISPR22,Conducted RF emission on power line (IT equiment), Class B ¦ EN55011 / CISPR11,Conducted RF emission on power line (Medical equiment), EMC 2 ¦ Germanisher Lloyd,Conducted emission,
RM22JA31MW (Catch Up)_29.0 | IP20 ¦ IEC60529,Terminal Block, IP30 ¦ IEC60529,Housing, IEC60529,Front Panel,
RM22JA31MW (Catch Up)_298.0 | ?
RM22JA31MW (Catch Up)_3.0 | 22.5 x ? x ? ¦ ,Width,
RM22JA31MW (Catch Up)_30.0 | Power supply availability, Power supply not availability, Timing in-progress, Output is energized, Output is de-energized, Range Setting Changes,
RM22JA31MW (Catch Up)_31.0 | UL, CSA, GL, C-Tick, GOST, CE, CCC
RM22JA31MW (Catch Up)_32.0 | UL, CSA, GL, C-Tick, GOST, CCC
RM22JA31MW (Catch Up)_33.0 | 2 cycles 24h ;+25°C +55°C 95%HR ¦ IEC60068-2-30,Damp heat,
RM22JA31MW (Catch Up)_34.0 | =< 1500 at maximum supply voltage ¦ ,through Un power reset, through front panel reset, through input control reset,
RM22JA31MW (Catch Up)_35.0 | Not specified ¦ ,on crossing the threshold,
RM22JA31MW (Catch Up)_36.0 | IEC60068-3-3
RM22JA31MW (Catch Up)_37.0 | 5 gn ¦ IEC60068-2-27
RM22JA31MW (Catch Up)_38.0 | 50 / 60 45…66
RM22JA31MW (Catch Up)_39.0 | A1-A2
RM22JA31MW (Catch Up)_4.0 | IEC60255-27,Supply / Input 1, IEC60255-27,Supply / Input 2, IEC60255-27,Supply / Input 3, IEC60255-27,Supply / Output 1, IEC60255-27,Supply / Output 2, IEC60255-27,Output 1 / Output 2, IEC60255-27,Input 1 / Output 1, IEC60255-27,Input 1 / Output 2, IEC60255-27,Input 2 / Output 1, IEC60255-27,Input 2 / Output 2, IEC60255-27,Input 3 / Output 1, IEC60255-27,Input 3 / Output 2, IEC60255-27,Input 1 / Input 2, IEC60255-27,Input 2 / Input 3, IEC60255-27,Input 1 / Input 3,
RM22JA31MW (Catch Up)_40.0 | 3 ¦ IEC60664-1
RM22JA31MW (Catch Up)_41.0 | IEC60947-5-1
RM22JA31MW (Catch Up)_42.0 | 0.6…1 ¦ IEC60947-1,Tightening torque,
RM22JA31MW (Catch Up)_43.0 | 0.035mm from 10Hz…150Hz ¦ IEC60068-2-6
RM22JA31MW (Catch Up)_45.0 | +/- 10% of full scales
RM22JA31MW (Catch Up)_47.0 | +/- 2%
RM22JA31MW (Catch Up)_48.0 | MTTF, B10,
RM22JA31MW (Catch Up)_49.0 | IEC60947-5-1,Relay Output by external fuse, IEC62314,Solid State Output by external fuse,
RM22JA31MW (Catch Up)_5.0 | 10
RM22JA31MW (Catch Up)_50.0 | Any position ¦ ,In relation to normal vertical mounting plane,
RM22JA31MW (Catch Up)_51.0 | On Top Hat 35mm DIN rail ¦ IEC/EN 60715,Without socket, - ¦ IEC/EN 60715,With socket,
RM22JA31MW (Catch Up)_53.0 | 11-12-14, 21-22-24
RM22JA31MW (Catch Up)_54.0 | 2 x C/O relay contacts
RM22JA31MW (Catch Up)_55.0 | III ¦ IEC60664-1
RM22JA31MW (Catch Up)_59.0 | ~ 250 ¦ ,Maximum switching voltage, ~ 8 ¦ ,Maximum switching current, 2000 ¦ ,Maximum switching capacity,
RM22JA31MW (Catch Up)_6.0 | 1 x 105 switching cycles ¦ IEC60947-4-1,AC-1, IEC60947-4-1,DC-1, IEC60947-5-1,AC-15, IEC60947-5-1,DC-13,
RM22JA31MW (Catch Up)_60.0 | 5 ¦ IEC60947-5-4,Minimum switching voltage, 10 ¦ IEC60947-5-4,Minimum switching current, 50 ¦ IEC60947-5-4,Minimum switching capacity,
RM22JA31MW (Catch Up)_61.0 | Not specified ¦ ,Horizontal, Not specified ¦ ,Vertical,
RM22JA31MW (Catch Up)_62.0
RM22JA31MW (Catch Up)_63.0 | Energized on fault-free ¦ ,R1 (11-12-14), R2 (21-22-24),
RM22JA31MW (Catch Up)_64.0
RM22JA31MW (Catch Up)_65.0
RM22JA31MW (Catch Up)_67.0 | ~ 3.5VA, -- 0.6W
RM22JA31MW (Catch Up)_68.0 | · ¦ ,"OFF" delay, - ¦ ,"ON" delay, · ¦ ,Inhibition,
RM22JA31MW (Catch Up)_7.0 | IEC60664-1,Supply, IEC60664-1,Input 1, IEC60664-1,Input 2, IEC60664-1,Input 3, IEC60664-1,Output 1, IEC60664-1,Output 2, IEC60664-1,Supply / Input 1,Galvanic IEC60664-1,Supply / Input 2,Isolated IEC60664-1,Supply / Input 3,Circuit IEC60664-1,Supply / Output 1, IEC60664-1,Supply / Output 2, IEC60664-1,Output 1 / Output 2, IEC60664-1,Input 1 / Output 1, IEC60664-1,Input 1 / Output 2, IEC60664-1,Input 2 / Output 1, > 500MOhm @ -- 500V ¦ IEC60664-1,Input 2 / Output 2, IEC60664-1,Input 3 / Output 1, IEC60664-1,Input 3 / Output 2, IEC60664-1,Input 1 / Input 2, IEC60664-1,Input 2 / Input 3, IEC60664-1,Input 1 / Input 3,
RM22JA31MW (Catch Up)_70.0 | Not specified Not specified
RM22JA31MW (Catch Up)_77.0 | IEC61810-1,Rated switching current,
RM22JA31MW (Catch Up)_78.0 | IEC61810-1,Rated switching voltage,
RM22JA31MW (Catch Up)_8.0 | IEC60664-1,Supply, IEC60664-1,Input 1, IEC60664-1,Input 2, IEC60664-1,Input 3, 4 ¦ IEC60664-1,Output 1, IEC60664-1,Output 2, IEC60664-1,Supply / Input 1,Galvanic IEC60664-1,Supply / Input 2,Isolated IEC60664-1,Supply / Input 3,Circuit IEC60664-1,Supply / Output 1, IEC60664-1,Supply / Output 2, IEC60664-1,Output 1 / Output 2, IEC60664-1,Input 1 / Output 1, IEC60664-1,Input 1 / Output 2, IEC60664-1,Input 2 / Output 1, 2 @ 50Hz for 1 minutes ¦ IEC60664-1,Input 2 / Output 2, IEC60664-1,Input 3 / Output 1, IEC60664-1,Input 3 / Output 2, IEC60664-1,Input 1 / Input 2, IEC60664-1,Input 2 / Input 3, IEC60664-1,Input 1 / Input 3,
RM22JA31MW (Catch Up)_9.0 | 30 x 106 switching cycles ¦ IEC61810-1
RM22JA31MW (Catch Up)_92.0 | - ¦ IEC62314,Only for solid state output,
RM22JA31MW (Catch Up)_93.0 | - ¦ IEC62314,Only for solid state output,
RM22JA31MW (Catch Up)_96.0 | Adjustable 0.3…30 ¦ ,"OFF" delay, - ¦ ,"ON" delay, Adjustable 1…20 ¦ ,Inhibition,
RM22LA32MR | 3K3 (No Condensation & No Formation of Ice) ¦ IEC60721-3-3,Climatic category, Class C ¦ Germanisher Lloyd,Environmental category, 6 cycles 24h ; +25°C +55°C ; RH: 93%..97% ¦ IEC60947-5-1,Cyclic Damp Heat Test, 24…240 AC/DC ¦ ,Supply,Rated Level probe ¦ ,Input 1,Voltage - ¦ ,Input 2,Spec - ¦ ,Input 3, 250V ¦ ,Output 1, 250V ¦ ,Output 2, Measurement mode, - 1) Will always illuminated when power is supplied to the product - 1) Output is energized/ de-energized according to function diagram 2) When input monitored @ fault condition, output is always de-energized Cannot declare MTTF = MTTFd (Note: customer confuses as safety product) ¦ ,MTTFd, Cannot declare B10 = B10d (Note: customer confuses as safety product) ¦ ,B10d,
RM22LA32MRMaximum length of probes cable | 100 ¦ ,Maximum length of probes cable,
RM22LA32MRMaximum probe supplied current | 1 ¦ ,Maximum probe supplied current,
RM22LA32MRMaximum probe supplied voltage | 12 ¦ ,Maximum probe supplied voltage,
RM22LA32MR_1.0 | Depth,
RM22LA32MR_10.0 | =< 600 =< 600 (Ls/St) =< 2500 (Hs)
RM22LA32MR_11.0 | ~/-- 24…240 ~/-- 20.4…264
RM22LA32MR_12.0 | -20oC..+60oC @50Hz or DC -20oC..+50oC @60Hz (F0) -20oC..+70oC (F1) ¦ ,Operation,
RM22LA32MR_13.0 | -40oC..+70oC ¦ ,Storage,
RM22LA32MR_14.0 | 10gn - 16ms ; 1000 X 6 axis (Non-Operating) ¦ IEC60068-2-29
RM22LA32MR_15.0 | 6 (Screw Terminal) 8 (Spring Terminal) ¦ ,Cable stripping length,
RM22LA32MR_16.0 | A1, A2 ¦ ,Supply,Terminal Min, Max, C ¦ ,Input 1, - ¦ ,Input 2, - ¦ ,Input 3, 11,12,14 ¦ ,Output 1, 21,22,24 ¦ ,Output 2,
RM22LA32MR_17.0 | 1 conductor: 0.5…3.3 (AWG 20…AWG 12) 2 conductors: 0.5…2.5 (AWG 20…AWG 14) ¦ IEC60947-1,Solid cable without cable end (screw terminal), 1 conductor: 0.2…2.5 (AWG 24…AWG 14) 2 conductors: 0.2…1.5 (AWG 24…AWG 16) ¦ IEC60947-1,Flexible cable with cable end (screw terminal), - ¦ IEC60947-1,Solid cable (spring terminal), - ¦ IEC60947-1,Flexible cable (spring terminal),
RM22LA32MR_18.0 | Cadmium free
RM22LA32MR_19.0 | Output will be de-energized when activated
RM22LA32MR_2.0 | Height,
RM22LA32MR_20.0 | 2.0kV, 50/60Hz for 1 min ¦ IEC60255-27,Supply / Input 1, - ¦ IEC60255-27,Supply / Input 2, - ¦ IEC60255-27,Supply / Input 3, 2.0kV, 50/60Hz for 1 min ¦ IEC60255-27,Supply / Output 1, 2.0kV, 50/60Hz for 1 min ¦ IEC60255-27,Supply / Output 2, 2.0kV, 50/60Hz for 1 min ¦ IEC60255-27,Output 1 / Output 2, 2.0kV, 50/60Hz for 1 min ¦ IEC60255-27,Input 1 / Output 1, 2.0kV, 50/60Hz for 1 min ¦ IEC60255-27,Input 1 / Output 2, - ¦ IEC60255-27,Input 2 / Output 1, - ¦ IEC60255-27,Input 2 / Output 2, - ¦ IEC60255-27,Input 3 / Output 1, - ¦ IEC60255-27,Input 3 / Output 2, - ¦ IEC60255-27,Input 1 / Input 2, - ¦ IEC60255-27,Input 2 / Input 3, - ¦ IEC60255-27,Input 1 / Input 3,
RM22LA32MR_21.0 | EN/IEC 60255-1/60255-26/60255-27; EN/IEC 61000-6-1 to 61000-6-4; UL 508; CSA C22.2 No. 14, GB/T14048.5 2014/35/EU 2014/30/EU 2011/65/EU
RM22LA32MR_22.0 | 1
RM22LA32MR_23.0 | IEC61000-6-1, IEC 61000-6-2 ¦ ,Generic immunity standard, Level III (Contact : 6kV / Air : 8kV) ¦ IEC61000-4-2,Electrostatic discharge, Level I (10V/m: 2.0GHz to 2.7GHz) Level II (10V/m: 1.4 GHz to 2.0GHz) Level III (10V/m : 80MHz to 1GHz) ¦ IEC61000-4-3,Radiated RF & electromagnetic field, Level III (F0) (Supply: 2kV, 5kHz/100kHz) (I/O: 1kV, 5kHz/100kHz) Level IV (F1) (Supply: 4kV, 5kHz/100kHz) (I/O: 2kV, 5kHz/100kHz) ¦ IEC61000-4-4,Fast transient / burst, Level III (F0) (Supply:CM: 2kV, DM: 1KV) (I/O:CM: 0.5kV, DM: 0.5KV) Level IV (F1) (Supply:CM: 4kV, DM: 2KV) (I/O:CM: 1kV, DM: 1KV) ¦ IEC61000-4-5,Surge, Level III (10Vrms : 0.15MHz to 80MHz) (10Vrms : 80MHz to 230MHz) ¦ IEC61000-4-6,Conducted RF disturbance, Level IV (30A/m : continous) (300A/m : 3s) ¦ IEC61000-4-8,Power frequency magnetic field, - ¦ IEC61000-4-11,Voltage dips, short interruption & variations on power line, Level III (Supply:CM: 2.5kV, DM: 1KV) (I/O:CM: 2.5kV, DM: 1KV) ¦ IEC61000-4-18,1 MHz oscillation wave, 0 % residual voltage, 5ms 0 % residual voltage, 10ms 0 % residual voltage, 20ms 0 % residual voltage, 50ms 0 % residual voltage, 100ms 0 % residual voltage, 200ms ¦ IEC61000-4-29,DC voltage interruption, - ¦ IEC61000-4-13,Low frequency harmonics, DC Supply : 50 Hz to 10 kHz, 3Vrms (Max 2W) AC Supply : 1st…200th harmonics, Max 2W ¦ Germanisher Lloyd,Conducted low frequency interference (harmonics), IEC61000-6-3, IEC 61000-6-4 ¦ ,Generic emission standard, Class B ¦ EN55022 / CISPR22,Radiated RF & electromagnetic field (IT equiment), Class B, Group 1 ¦ EN55011 / CISPR11,Radiated RF & electromagnetic field (Medical equiment), EMC 2 ¦ Germanisher Lloyd,Radiated emission from enclosure port, Class B ¦ EN55022 / CISPR22,Conducted RF emission on power line (IT equiment), Class B, Group 1 ¦ EN55011 / CISPR11,Conducted RF emission on power line (Medical equiment), EMC 2 ¦ Germanisher Lloyd,Conducted emission,
RM22LA32MR_24.0 | - ¦ ,1 level - Fill operation, - ¦ ,1 level - Empty operation, - ¦ ,2 level - Fill operation, - ¦ ,2 level - Empty operation,
RM22LA32MR_25.0 | 1 for LS 2.2 for St 4.7 for HS ¦ ,Maximum cable capacitance,
RM22LA32MR_27.0 | Min-Max-C ¦ ,Input terminal,
RM22LA32MR_28.0 | - ¦ ,Internal input resistance,
RM22LA32MR_29.0 | IP20 ¦ IEC60529,Terminal Block, IP40 ¦ IEC60529,Housing, IP50 (With Transparent Cover) ¦ IEC60529,Front Panel,
RM22LA32MR_298.0 | 110
RM22LA32MR_3.0 | 22.5 x 90 x 73 ¦ ,Width,
RM22LA32MR_30.0 | Dial pointer (Green) R (Amber) Dial pointer - ON ¦ ,Power supply availability, Dial pointer - OFF ¦ ,Power supply not availability, R - Slow Blink (50% ON; 50% OFF) @ 1Hz ¦ ,Timing in-progress, R - ON ¦ ,Output is energized, R - OFF ¦ ,Output is de-energized, All LEDs - Fast Blink (5% ON; 95% OFF) @ 1Hz ¦ ,Range Setting Changes,
RM22LA32MR_31.0 | UL, CSA, DNVGL, RCM, EAC, CCC, CE, China ROHS
RM22LA32MR_32.0 | UL, CSA, DNVGL, RCM, EAC, CCC, CE, China ROHS
RM22LA32MR_33.0 | 6 cycles 24h ; +25°C +55°C ; RH: 93%..97% ¦ IEC60068-2-30,Damp heat,
RM22LA32MR_34.0 | =< 1750 ¦ ,through Un power reset, through front panel reset, through input control reset,
RM22LA32MR_35.0 | =< 850 (Ls/St) =< 2500 (Hs) ¦ ,on crossing the threshold,
RM22LA32MR_36.0 | Horizontal (x,z): ±3.5mm from 1Hz…9Hz 1g from 9Hz..35Hz Vertical (y): ±1.5mm from 1Hz…9Hz 0.5g from 9Hz..35Hz ¦ IEC60068-3-3
RM22LA32MR_37.0 | 15gn - 11ms ; 3 X 6 axis (Non-Operating) 5gn - 11ms ; 3 X 6 axis (Operating) ¦ IEC60068-2-27
RM22LA32MR_38.0 | 50 / 60 45…66
RM22LA32MR_39.0 | A1-A2
RM22LA32MR_4.0 | >100 MOhm at 500 V DC ¦ IEC60255-27,Supply / Input 1, - ¦ IEC60255-27,Supply / Input 2, - ¦ IEC60255-27,Supply / Input 3, >100 MOhm at 500 V DC ¦ IEC60255-27,Supply / Output 1, >100 MOhm at 500 V DC ¦ IEC60255-27,Supply / Output 2, >100 MOhm at 500 V DC ¦ IEC60255-27,Output 1 / Output 2, >100 MOhm at 500 V DC ¦ IEC60255-27,Input 1 / Output 1, >100 MOhm at 500 V DC ¦ IEC60255-27,Input 1 / Output 2, - ¦ IEC60255-27,Input 2 / Output 1, - ¦ IEC60255-27,Input 2 / Output 2, - ¦ IEC60255-27,Input 3 / Output 1, - ¦ IEC60255-27,Input 3 / Output 2, - ¦ IEC60255-27,Input 1 / Input 2, - ¦ IEC60255-27,Input 2 / Input 3, - ¦ IEC60255-27,Input 1 / Input 3,
RM22LA32MR_40.0 | 3 ¦ IEC60664-1
RM22LA32MR_41.0 | 8A ¦ IEC60947-5-1
RM22LA32MR_42.0 | 0.6…1.0 ¦ IEC60947-1,Tightening torque,
RM22LA32MR_43.0 | 0.075 mm (f = 10...58.1 Hz), 1 gn (f = 58.1...150Hz) (Non-Operating) 0.035 mm (f = 10...60.1 Hz), 0.5 gn (f = 60.1...150Hz) (Operating) ¦ IEC60068-2-6
RM22LA32MR_44.0 | +/- 10% of full scale value for LS '+/- 10% of full scale value for St '+/- 35% of full scale value for HS ¦ ,Setting accuracy,
RM22LA32MR_45.0 | +/- 10% of full scales
RM22LA32MR_46.0 | +/- 0.5% ¦ ,Repeat accuracy (constant parameters),
RM22LA32MR_47.0 | +/- 2%
RM22LA32MR_48.0 | 1,600,000 hours ¦ ,MTTF, 170,000 hours ¦ ,B10,
RM22LA32MR_49.0 | 8A ¦ IEC60947-5-1,Relay Output by external fuse, - ¦ IEC62314,Solid State Output by external fuse,
RM22LA32MR_5.0 | ~ 90, -- 100
RM22LA32MR_50.0 | Any position ¦ ,In relation to normal vertical mounting plane,
RM22LA32MR_51.0 | On 35 mm DIN rail ¦ IEC/EN 60715,Without socket, - ¦ IEC/EN 60715,With socket,
RM22LA32MR_53.0 | 11-12-14, 21-22-24
RM22LA32MR_54.0 | 2 x C/O relay contacts
RM22LA32MR_55.0 | 3 ¦ IEC60664-1
RM22LA32MR_58.0 | Maximum measuring cycles,
RM22LA32MR_59.0 | 250V ¦ ,Maximum switching voltage, 8A ¦ ,Maximum switching current, - ¦ ,Maximum switching capacity,
RM22LA32MR_6.0 | NO: 250VAC/8A, 75k cycles NO: 250VAC/5A, 100k cycles ¦ IEC60947-4-1,AC-1, NO: 24VDC/5A, 100k cycles ¦ IEC60947-4-1,DC-1, NO: 250VAC/0.15A, 100k cycles ¦ IEC60947-5-1,AC-15, NO: 24VDC/1A, 100k cycles ¦ IEC60947-5-1,DC-13,
RM22LA32MR_60.0 | - ¦ IEC60947-5-4,Minimum switching voltage, - ¦ IEC60947-5-4,Minimum switching current, NO: 12V/10mA, MCTF > 80,000,000 ¦ IEC60947-5-4,Minimum switching capacity,
RM22LA32MR_61.0 | Not specified ¦ ,Horizontal, Not specified ¦ ,Vertical,
RM22LA32MR_62.0 | 1
RM22LA32MR_63.0 | Energized on fault-free ¦ ,R1 (11-12-14), Energized on fault-free ¦ ,R2 (21-22-24),
RM22LA32MR_64.0
RM22LA32MR_65.0 | -
RM22LA32MR_67.0 | ~ 3.5VA, ~5VA, 1.5W
RM22LA32MR_68.0 | Yes ¦ ,"OFF" delay, Yes ¦ ,"ON" delay, - ¦ ,Inhibition,
RM22LA32MR_69.0 | Adjustable 5%...100% of 5kW @ LS Adjustable 5%...100% of 100kW @ St Adjustable 5%...100% of 1MW @ HS ¦ ,1 level - Fill operation, Adjustable 5%...100% of 5kW @ LS Adjustable 5%...100% of 100kW @ St Adjustable 5%...100% of 1MW @ HS ¦ ,1 level - Empty operation, Adjustable 5%...100% of 5kW @ LS Adjustable 5%...100% of 100kW @ St Adjustable 5%...100% of 1MW @ HS ¦ ,2 level - Fill operation, Adjustable 5%...100% of 5kW @ LS Adjustable 5%...100% of 100kW @ St Adjustable 5%...100% of 1MW @ HS ¦ ,2 level - Empty operation,
RM22LA32MR_7.0 | 4kV, OVC3 ¦ IEC60664-1,Supply, - ¦ IEC60664-1,Input 1, - ¦ IEC60664-1,Input 2, - ¦ IEC60664-1,Input 3, - ¦ IEC60664-1,Output 1, - ¦ IEC60664-1,Output 2, 4kV, OVC3 ¦ IEC60664-1,Supply / Input 1,Galvanic - ¦ IEC60664-1,Supply / Input 2,Isolated - ¦ IEC60664-1,Supply / Input 3,Circuit 4kV, OVC3 ¦ IEC60664-1,Supply / Output 1, 4kV, OVC3 ¦ IEC60664-1,Supply / Output 2, 4kV, OVC3 ¦ IEC60664-1,Output 1 / Output 2, 4kV, OVC3 ¦ IEC60664-1,Input 1 / Output 1, 4kV, OVC3 ¦ IEC60664-1,Input 1 / Output 2, - ¦ IEC60664-1,Input 2 / Output 1, - ¦ IEC60664-1,Input 2 / Output 2, - ¦ IEC60664-1,Input 3 / Output 1, - ¦ IEC60664-1,Input 3 / Output 2, - ¦ IEC60664-1,Input 1 / Input 2, - ¦ IEC60664-1,Input 2 / Input 3, - ¦ IEC60664-1,Input 1 / Input 3,
RM22LA32MR_70.0 | < 1 < 0.05
RM22LA32MR_71.0 | < 1% over whole range ¦ ,Measurement error with supply voltage variation, 0.05% / oC ¦ ,Measurement error with temperature variation,
RM22LA32MR_77.0 | 8A ¦ IEC61810-1,Rated switching current,
RM22LA32MR_78.0 | 250V ¦ IEC61810-1,Rated switching voltage,
RM22LA32MR_8.0 | 250V ¦ IEC60664-1,Supply, 10V ¦ IEC60664-1,Input 1, - ¦ IEC60664-1,Input 2, - ¦ IEC60664-1,Input 3, 250V ¦ IEC60664-1,Output 1, 250V ¦ IEC60664-1,Output 2, 250V ¦ IEC60664-1,Supply / Input 1,Galvanic - ¦ IEC60664-1,Supply / Input 2,Isolated - ¦ IEC60664-1,Supply / Input 3,Circuit 250V ¦ IEC60664-1,Supply / Output 1, 250V ¦ IEC60664-1,Supply / Output 2, 250V ¦ IEC60664-1,Output 1 / Output 2, 250V ¦ IEC60664-1,Input 1 / Output 1, 250V ¦ IEC60664-1,Input 1 / Output 2, - ¦ IEC60664-1,Input 2 / Output 1, - ¦ IEC60664-1,Input 2 / Output 2, - ¦ IEC60664-1,Input 3 / Output 1, - ¦ IEC60664-1,Input 3 / Output 2, - ¦ IEC60664-1,Input 1 / Input 2, - ¦ IEC60664-1,Input 2 / Input 3, - ¦ IEC60664-1,Input 1 / Input 3,
RM22LA32MR_81.0 | - governed by time delay - status reflects to both R1 & R2 ¦ ,1 level - Fill operation, - governed by time delay - status reflects to both R1 & R2 ¦ ,1 level - Empty operation, - governed by time delay - status reflects to both R1 & R2 ¦ ,2 level - Fill operation, - governed by time delay - status reflects to both R1 & R2 ¦ ,2 level - Empty operation,
RM22LA32MR_9.0 | 10 x 106 cycles ¦ IEC61810-1
RM22LA32MR_92.0 | - ¦ IEC62314,Only for solid state output,
RM22LA32MR_93.0 | - ¦ IEC62314,Only for solid state output,
RM22LA32MR_94.0 | Liquid level resistive probe ¦ ,Measurement method,
RM22LA32MR_95.0 | 250W…5kW @ selected LS 5kW…100kW @ selected St 50kW…1MW @ selected HS ¦ ,1 level - Fill operation, 250W…5kW @ selected LS 5kW…100kW @ selected St 50kW…1MW @ selected HS ¦ ,1 level - Empty operation, 250W…5kW @ selected LS 5kW…100kW @ selected St 50kW…1MW @ selected HS ¦ ,2 level - Fill operation, 250W…5kW @ selected LS 5kW…100kW @ selected St 50kW…1MW @ selected HS ¦ ,2 level - Empty operation,
RM22LA32MR_96.0 | Adjustable 0.1…30 ¦ ,"OFF" delay, Adjustable 0.1…30 ¦ ,"ON" delay, - ¦ ,Inhibition,
RM22LA32MT | 3K3 (No Condensation & No Formation of Ice) ¦ IEC60721-3-3,Climatic category, Class C ¦ Germanisher Lloyd,Environmental category, 6 cycles 24h ; +25°C +55°C ; RH: 93%..97% ¦ IEC60947-5-1,Cyclic Damp Heat Test, 380…415 AC ¦ ,Supply,Rated Level probe ¦ ,Input 1,Voltage - ¦ ,Input 2,Spec - ¦ ,Input 3, 250V ¦ ,Output 1, 250V ¦ ,Output 2, Measurement mode, - 1) Will always illuminated when power is supplied to the product - 1) Output is energized/ de-energized according to function diagram 2) When input monitored @ fault condition, output is always de-energized Cannot declare MTTF = MTTFd (Note: customer confuses as safety product) ¦ ,MTTFd, Cannot declare B10 = B10d (Note: customer confuses as safety product) ¦ ,B10d,
RM22LA32MTMaximum length of probes cable | 100 ¦ ,Maximum length of probes cable,
RM22LA32MTMaximum probe supplied current | 1 ¦ ,Maximum probe supplied current,
RM22LA32MTMaximum probe supplied voltage | 12 ¦ ,Maximum probe supplied voltage,
RM22LA32MT_1.0 | Depth,
RM22LA32MT_10.0 | =< 600 =< 600 (Ls/St) =< 2500 (Hs)
RM22LA32MT_11.0 | ~380…415 ~323…456.5
RM22LA32MT_12.0 | -20oC..+60oC @50Hz or DC -20oC..+50oC @60Hz (F0) -20oC..+70oC (F1) ¦ ,Operation,
RM22LA32MT_13.0 | -40oC..+70oC ¦ ,Storage,
RM22LA32MT_14.0 | 10gn - 16ms ; 1000 X 6 axis (Non-Operating) ¦ IEC60068-2-29
RM22LA32MT_15.0 | 6 (Screw Terminal) 8 (Spring Terminal) ¦ ,Cable stripping length,
RM22LA32MT_16.0 | A1, A2 ¦ ,Supply,Terminal Min, Max, C ¦ ,Input 1, - ¦ ,Input 2, - ¦ ,Input 3, 11,12,14 ¦ ,Output 1, 21,22,24 ¦ ,Output 2,
RM22LA32MT_17.0 | 1 conductor: 0.5…3.3 (AWG 20…AWG 12) 2 conductors: 0.5…2.5 (AWG 20…AWG 14) ¦ IEC60947-1,Solid cable without cable end (screw terminal), 1 conductor: 0.2…2.5 (AWG 24…AWG 14) 2 conductors: 0.2…1.5 (AWG 24…AWG 16) ¦ IEC60947-1,Flexible cable with cable end (screw terminal), - ¦ IEC60947-1,Solid cable (spring terminal), - ¦ IEC60947-1,Flexible cable (spring terminal),
RM22LA32MT_18.0 | Cadmium free
RM22LA32MT_19.0 | Output will be de-energized when activated
RM22LA32MT_2.0 | Height,
RM22LA32MT_20.0 | 2.0kV, 50/60Hz for 1 min ¦ IEC60255-27,Supply / Input 1, - ¦ IEC60255-27,Supply / Input 2, - ¦ IEC60255-27,Supply / Input 3, 2.0kV, 50/60Hz for 1 min ¦ IEC60255-27,Supply / Output 1, 2.0kV, 50/60Hz for 1 min ¦ IEC60255-27,Supply / Output 2, 2.0kV, 50/60Hz for 1 min ¦ IEC60255-27,Output 1 / Output 2, 2.0kV, 50/60Hz for 1 min ¦ IEC60255-27,Input 1 / Output 1, 2.0kV, 50/60Hz for 1 min ¦ IEC60255-27,Input 1 / Output 2, - ¦ IEC60255-27,Input 2 / Output 1, - ¦ IEC60255-27,Input 2 / Output 2, - ¦ IEC60255-27,Input 3 / Output 1, - ¦ IEC60255-27,Input 3 / Output 2, - ¦ IEC60255-27,Input 1 / Input 2, - ¦ IEC60255-27,Input 2 / Input 3, - ¦ IEC60255-27,Input 1 / Input 3,
RM22LA32MT_21.0 | EN/IEC 60255-1/60255-26/60255-27; EN/IEC 61000-6-1 to 61000-6-4; UL 508; CSA C22.2 No. 14, GB/T14048.5 2014/35/EU 2014/30/EU 2011/65/EU
RM22LA32MT_22.0 | 1
RM22LA32MT_23.0 | IEC61000-6-1, IEC 61000-6-2 ¦ ,Generic immunity standard, Level III (Contact : 6kV / Air : 8kV) ¦ IEC61000-4-2,Electrostatic discharge, Level I (10V/m: 2.0GHz to 2.7GHz) Level II (10V/m: 1.4 GHz to 2.0GHz) Level III (10V/m : 80MHz to 1GHz) ¦ IEC61000-4-3,Radiated RF & electromagnetic field, Level III (F0) (Supply: 2kV, 5kHz/100kHz) (I/O: 1kV, 5kHz/100kHz) Level IV (F1) (Supply: 4kV, 5kHz/100kHz) (I/O: 2kV, 5kHz/100kHz) ¦ IEC61000-4-4,Fast transient / burst, Level III (F0) (Supply:CM: 2kV, DM: 1KV) (I/O:CM: 0.5kV, DM: 0.5KV) Level IV (F1) (Supply:CM: 4kV, DM: 2KV) (I/O:CM: 1kV, DM: 1KV) ¦ IEC61000-4-5,Surge, Level III (10Vrms : 0.15MHz to 80MHz) (10Vrms : 80MHz to 230MHz) ¦ IEC61000-4-6,Conducted RF disturbance, Level IV (30A/m : continous) (300A/m : 3s) ¦ IEC61000-4-8,Power frequency magnetic field, - ¦ IEC61000-4-11,Voltage dips, short interruption & variations on power line, Level III (Supply:CM: 2.5kV, DM: 1KV) (I/O:CM: 2.5kV, DM: 1KV) ¦ IEC61000-4-18,1 MHz oscillation wave, 0 % residual voltage, 5ms 0 % residual voltage, 10ms 0 % residual voltage, 20ms 0 % residual voltage, 50ms 0 % residual voltage, 100ms 0 % residual voltage, 200ms ¦ IEC61000-4-29,DC voltage interruption, - ¦ IEC61000-4-13,Low frequency harmonics, DC Supply : 50 Hz to 10 kHz, 3Vrms (Max 2W) AC Supply : 1st…200th harmonics, Max 2W ¦ Germanisher Lloyd,Conducted low frequency interference (harmonics), IEC61000-6-3, IEC 61000-6-4 ¦ ,Generic emission standard, Class B ¦ EN55022 / CISPR22,Radiated RF & electromagnetic field (IT equiment), Class B, Group 1 ¦ EN55011 / CISPR11,Radiated RF & electromagnetic field (Medical equiment), EMC 2 ¦ Germanisher Lloyd,Radiated emission from enclosure port, Class B ¦ EN55022 / CISPR22,Conducted RF emission on power line (IT equiment), Class B, Group 1 ¦ EN55011 / CISPR11,Conducted RF emission on power line (Medical equiment), EMC 2 ¦ Germanisher Lloyd,Conducted emission,
RM22LA32MT_24.0 | - ¦ ,1 level - Fill operation, - ¦ ,1 level - Empty operation, - ¦ ,2 level - Fill operation, - ¦ ,2 level - Empty operation,
RM22LA32MT_25.0 | 1 for LS 2.2 for St 4.7 for HS ¦ ,Maximum cable capacitance,
RM22LA32MT_27.0 | Min-Max-C ¦ ,Input terminal,
RM22LA32MT_28.0 | - ¦ ,Internal input resistance,
RM22LA32MT_29.0 | IP20 ¦ IEC60529,Terminal Block, IP40 ¦ IEC60529,Housing, IP50 (With Transparent Cover) ¦ IEC60529,Front Panel,
RM22LA32MT_298.0 | 110
RM22LA32MT_3.0 | 22.5 x 90 x 73 ¦ ,Width,
RM22LA32MT_30.0 | Dial pointer (Green) R (Amber) Dial pointer - ON ¦ ,Power supply availability, Dial pointer - OFF ¦ ,Power supply not availability, R - Slow Blink (50% ON; 50% OFF) @ 1Hz ¦ ,Timing in-progress, R - ON ¦ ,Output is energized, R - OFF ¦ ,Output is de-energized, All LEDs - Fast Blink (5% ON; 95% OFF) @ 1Hz ¦ ,Range Setting Changes,
RM22LA32MT_31.0 | UL, CSA, DNVGL, RCM, EAC, CCC, CE, China ROHS
RM22LA32MT_32.0 | UL, CSA, DNVGL, RCM, EAC, CCC, CE, China ROHS
RM22LA32MT_33.0 | 6 cycles 24h ; +25°C +55°C ; RH: 93%..97% ¦ IEC60068-2-30,Damp heat,
RM22LA32MT_34.0 | =< 1750 ¦ ,through Un power reset, through front panel reset, through input control reset,
RM22LA32MT_35.0 | =< 850 (Ls/St) =< 2500 (Hs) ¦ ,on crossing the threshold,
RM22LA32MT_36.0 | Horizontal (x,z): ±3.5mm from 1Hz…9Hz 1g from 9Hz..35Hz Vertical (y): ±1.5mm from 1Hz…9Hz 0.5g from 9Hz..35Hz ¦ IEC60068-3-3
RM22LA32MT_37.0 | 15gn - 11ms ; 3 X 6 axis (Non-Operating) 5gn - 11ms ; 3 X 6 axis (Operating) ¦ IEC60068-2-27
RM22LA32MT_38.0 | 50 / 60 45…66
RM22LA32MT_39.0 | A1-A2
RM22LA32MT_4.0 | >100 MOhm at 500 V DC ¦ IEC60255-27,Supply / Input 1, - ¦ IEC60255-27,Supply / Input 2, - ¦ IEC60255-27,Supply / Input 3, >100 MOhm at 500 V DC ¦ IEC60255-27,Supply / Output 1, >100 MOhm at 500 V DC ¦ IEC60255-27,Supply / Output 2, >100 MOhm at 500 V DC ¦ IEC60255-27,Output 1 / Output 2, >100 MOhm at 500 V DC ¦ IEC60255-27,Input 1 / Output 1, >100 MOhm at 500 V DC ¦ IEC60255-27,Input 1 / Output 2, - ¦ IEC60255-27,Input 2 / Output 1, - ¦ IEC60255-27,Input 2 / Output 2, - ¦ IEC60255-27,Input 3 / Output 1, - ¦ IEC60255-27,Input 3 / Output 2, - ¦ IEC60255-27,Input 1 / Input 2, - ¦ IEC60255-27,Input 2 / Input 3, - ¦ IEC60255-27,Input 1 / Input 3,
RM22LA32MT_40.0 | 3 ¦ IEC60664-1
RM22LA32MT_41.0 | 8A ¦ IEC60947-5-1
RM22LA32MT_42.0 | 0.6…1.0 ¦ IEC60947-1,Tightening torque,
RM22LA32MT_43.0 | 0.075 mm (f = 10...58.1 Hz), 1 gn (f = 58.1...150Hz) (Non-Operating) 0.035 mm (f = 10...60.1 Hz), 0.5 gn (f = 60.1...150Hz) (Operating) ¦ IEC60068-2-6
RM22LA32MT_44.0 | +/- 10% of full scale value for LS '+/- 10% of full scale value for St '+/- 35% of full scale value for HS ¦ ,Setting accuracy,
RM22LA32MT_45.0 | +/- 10% of full scales
RM22LA32MT_46.0 | +/- 0.5% ¦ ,Repeat accuracy (constant parameters),
RM22LA32MT_47.0 | +/- 2%
RM22LA32MT_48.0 | 1,600,000 hours ¦ ,MTTF, 170,000 hours ¦ ,B10,
RM22LA32MT_49.0 | 8A ¦ IEC60947-5-1,Relay Output by external fuse, - ¦ IEC62314,Solid State Output by external fuse,
RM22LA32MT_5.0 | ~ 90, -- 100
RM22LA32MT_50.0 | Any position ¦ ,In relation to normal vertical mounting plane,
RM22LA32MT_51.0 | On 35 mm DIN rail ¦ IEC/EN 60715,Without socket, - ¦ IEC/EN 60715,With socket,
RM22LA32MT_53.0 | 11-12-14, 21-22-24
RM22LA32MT_54.0 | 2 x C/O relay contacts
RM22LA32MT_55.0 | 3 ¦ IEC60664-1
RM22LA32MT_58.0 | Maximum measuring cycles,
RM22LA32MT_59.0 | 250V ¦ ,Maximum switching voltage, 8A ¦ ,Maximum switching current, - ¦ ,Maximum switching capacity,
RM22LA32MT_6.0 | NO: 250VAC/8A, 75k cycles NO: 250VAC/5A, 100k cycles ¦ IEC60947-4-1,AC-1, NO: 24VDC/5A, 100k cycles ¦ IEC60947-4-1,DC-1, NO: 250VAC/0.15A, 100k cycles ¦ IEC60947-5-1,AC-15, NO: 24VDC/1A, 100k cycles ¦ IEC60947-5-1,DC-13,
RM22LA32MT_60.0 | - ¦ IEC60947-5-4,Minimum switching voltage, - ¦ IEC60947-5-4,Minimum switching current, NO: 12V/10mA, MCTF > 80,000,000 ¦ IEC60947-5-4,Minimum switching capacity,
RM22LA32MT_61.0 | Not specified ¦ ,Horizontal, Not specified ¦ ,Vertical,
RM22LA32MT_62.0 | 1
RM22LA32MT_63.0 | Energized on fault-free ¦ ,R1 (11-12-14), Energized on fault-free ¦ ,R2 (21-22-24),
RM22LA32MT_64.0
RM22LA32MT_65.0 | -
RM22LA32MT_67.0 | ~ 10VA ~ 8VA
RM22LA32MT_68.0 | Yes ¦ ,"OFF" delay, Yes ¦ ,"ON" delay, - ¦ ,Inhibition,
RM22LA32MT_69.0 | Adjustable 5%...100% of 5kW @ LS Adjustable 5%...100% of 100kW @ St Adjustable 5%...100% of 1MW @ HS ¦ ,1 level - Fill operation, Adjustable 5%...100% of 5kW @ LS Adjustable 5%...100% of 100kW @ St Adjustable 5%...100% of 1MW @ HS ¦ ,1 level - Empty operation, Adjustable 5%...100% of 5kW @ LS Adjustable 5%...100% of 100kW @ St Adjustable 5%...100% of 1MW @ HS ¦ ,2 level - Fill operation, Adjustable 5%...100% of 5kW @ LS Adjustable 5%...100% of 100kW @ St Adjustable 5%...100% of 1MW @ HS ¦ ,2 level - Empty operation,
RM22LA32MT_7.0 | 4kV, OVC3 ¦ IEC60664-1,Supply, - ¦ IEC60664-1,Input 1, - ¦ IEC60664-1,Input 2, - ¦ IEC60664-1,Input 3, - ¦ IEC60664-1,Output 1, - ¦ IEC60664-1,Output 2, 4kV, OVC3 ¦ IEC60664-1,Supply / Input 1,Galvanic - ¦ IEC60664-1,Supply / Input 2,Isolated - ¦ IEC60664-1,Supply / Input 3,Circuit 4kV, OVC3 ¦ IEC60664-1,Supply / Output 1, 4kV, OVC3 ¦ IEC60664-1,Supply / Output 2, 4kV, OVC3 ¦ IEC60664-1,Output 1 / Output 2, 4kV, OVC3 ¦ IEC60664-1,Input 1 / Output 1, 4kV, OVC3 ¦ IEC60664-1,Input 1 / Output 2, - ¦ IEC60664-1,Input 2 / Output 1, - ¦ IEC60664-1,Input 2 / Output 2, - ¦ IEC60664-1,Input 3 / Output 1, - ¦ IEC60664-1,Input 3 / Output 2, - ¦ IEC60664-1,Input 1 / Input 2, - ¦ IEC60664-1,Input 2 / Input 3, - ¦ IEC60664-1,Input 1 / Input 3,
RM22LA32MT_70.0 | < 1 < 0.05
RM22LA32MT_71.0 | < 1% over whole range ¦ ,Measurement error with supply voltage variation, 0.05% / oC ¦ ,Measurement error with temperature variation,
RM22LA32MT_77.0 | 8A ¦ IEC61810-1,Rated switching current,
RM22LA32MT_78.0 | 250V ¦ IEC61810-1,Rated switching voltage,
RM22LA32MT_8.0 | 400V ¦ IEC60664-1,Supply, 10V ¦ IEC60664-1,Input 1, - ¦ IEC60664-1,Input 2, - ¦ IEC60664-1,Input 3, 250V ¦ IEC60664-1,Output 1, 250V ¦ IEC60664-1,Output 2, 400V ¦ IEC60664-1,Supply / Input 1,Galvanic - ¦ IEC60664-1,Supply / Input 2,Isolated - ¦ IEC60664-1,Supply / Input 3,Circuit 400V ¦ IEC60664-1,Supply / Output 1, 400V ¦ IEC60664-1,Supply / Output 2, 250V ¦ IEC60664-1,Output 1 / Output 2, 250V ¦ IEC60664-1,Input 1 / Output 1, 250V ¦ IEC60664-1,Input 1 / Output 2, - ¦ IEC60664-1,Input 2 / Output 1, - ¦ IEC60664-1,Input 2 / Output 2, - ¦ IEC60664-1,Input 3 / Output 1, - ¦ IEC60664-1,Input 3 / Output 2, - ¦ IEC60664-1,Input 1 / Input 2, - ¦ IEC60664-1,Input 2 / Input 3, - ¦ IEC60664-1,Input 1 / Input 3,
RM22LA32MT_81.0 | - governed by time delay - status reflects to both R1 & R2 ¦ ,1 level - Fill operation, - governed by time delay - status reflects to both R1 & R2 ¦ ,1 level - Empty operation, - governed by time delay - status reflects to both R1 & R2 ¦ ,2 level - Fill operation, - governed by time delay - status reflects to both R1 & R2 ¦ ,2 level - Empty operation,
RM22LA32MT_9.0 | 10 x 106 cycles ¦ IEC61810-1
RM22LA32MT_92.0 | - ¦ IEC62314,Only for solid state output,
RM22LA32MT_93.0 | - ¦ IEC62314,Only for solid state output,
RM22LA32MT_94.0 | Liquid level resistive probe ¦ ,Measurement method,
RM22LA32MT_95.0 | 250W…5kW @ selected LS 5kW…100kW @ selected St 50kW…1MW @ selected HS ¦ ,1 level - Fill operation, 250W…5kW @ selected LS 5kW…100kW @ selected St 50kW…1MW @ selected HS ¦ ,1 level - Empty operation, 250W…5kW @ selected LS 5kW…100kW @ selected St 50kW…1MW @ selected HS ¦ ,2 level - Fill operation, 250W…5kW @ selected LS 5kW…100kW @ selected St 50kW…1MW @ selected HS ¦ ,2 level - Empty operation,
RM22LA32MT_96.0 | Adjustable 0.1…30 ¦ ,"OFF" delay, Adjustable 0.1…30 ¦ ,"ON" delay, - ¦ ,Inhibition,
RM22LG11MR | 3K3 (No Condensation & No Formation of Ice) ¦ IEC60721-3-3,Climatic category, Class C ¦ Germanisher Lloyd,Environmental category, 6 cycles 24h ; +25°C +55°C ; RH: 93%..97% ¦ IEC60947-5-1,Cyclic Damp Heat Test, 24…240 AC/DC ¦ ,Supply,Rated Level probe ¦ ,Input 1,Voltage - ¦ ,Input 2,Spec - ¦ ,Input 3, 250V ¦ ,Output 1, - ¦ ,Output 2, Measurement mode, - 1) Will always illuminated when power is supplied to the product - 1) Output is energized/ de-energized according to function diagram 2) When input monitored @ fault condition, output is always de-energized Cannot declare MTTF = MTTFd (Note: customer confuses as safety product) ¦ ,MTTFd, Cannot declare B10 = B10d (Note: customer confuses as safety product) ¦ ,B10d,
RM22LG11MRMaximum length of probes cable | 100 ¦ ,Maximum length of probes cable,
RM22LG11MRMaximum probe supplied current | 1 ¦ ,Maximum probe supplied current,
RM22LG11MRMaximum probe supplied voltage | 12 ¦ ,Maximum probe supplied voltage,
RM22LG11MR_1.0 | Depth,
RM22LG11MR_10.0 | =< 600
RM22LG11MR_11.0 | ~/-- 24…240 ~/-- 20.4…264
RM22LG11MR_12.0 | -20oC..+60oC @50Hz or DC -20oC..+50oC @60Hz (F0) -20oC..+70oC (F1) ¦ ,Operation,
RM22LG11MR_13.0 | -40oC..+70oC ¦ ,Storage,
RM22LG11MR_14.0 | 10gn - 16ms ; 1000 X 6 axis (Non-Operating) ¦ IEC60068-2-29
RM22LG11MR_15.0 | 6 (Screw Terminal) 8 (Spring Terminal) ¦ ,Cable stripping length,
RM22LG11MR_16.0 | A1, A2 ¦ ,Supply,Terminal Min, Max, C ¦ ,Input 1, - ¦ ,Input 2, - ¦ ,Input 3, 11,12,14 ¦ ,Output 1, - ¦ ,Output 2,
RM22LG11MR_17.0 | 1 conductor: 0.5…3.3 (AWG 20…AWG 12) 2 conductors: 0.5…2.5 (AWG 20…AWG 14) ¦ IEC60947-1,Solid cable without cable end (screw terminal), 1 conductor: 0.2…2.5 (AWG 24…AWG 14) 2 conductors: 0.2…1.5 (AWG 24…AWG 16) ¦ IEC60947-1,Flexible cable with cable end (screw terminal), - ¦ IEC60947-1,Solid cable (spring terminal), - ¦ IEC60947-1,Flexible cable (spring terminal),
RM22LG11MR_18.0 | Cadmium free
RM22LG11MR_19.0 | Output will be de-energized when activated
RM22LG11MR_2.0 | Height,
RM22LG11MR_20.0 | 2.0kV, 50/60Hz for 1 min ¦ IEC60255-27,Supply / Input 1, - ¦ IEC60255-27,Supply / Input 2, - ¦ IEC60255-27,Supply / Input 3, 2.0kV, 50/60Hz for 1 min ¦ IEC60255-27,Supply / Output 1, - ¦ IEC60255-27,Supply / Output 2, - ¦ IEC60255-27,Output 1 / Output 2, 2.0kV, 50/60Hz for 1 min ¦ IEC60255-27,Input 1 / Output 1, - ¦ IEC60255-27,Input 1 / Output 2, - ¦ IEC60255-27,Input 2 / Output 1, - ¦ IEC60255-27,Input 2 / Output 2, - ¦ IEC60255-27,Input 3 / Output 1, - ¦ IEC60255-27,Input 3 / Output 2, - ¦ IEC60255-27,Input 1 / Input 2, - ¦ IEC60255-27,Input 2 / Input 3, - ¦ IEC60255-27,Input 1 / Input 3,
RM22LG11MR_21.0 | EN/IEC 60255-1/60255-26/60255-27; EN/IEC 61000-6-1 to 61000-6-4; UL 508; CSA C22.2 No. 14, GB/T14048.5 2014/35/EU 2014/30/EU 2011/65/EU
RM22LG11MR_22.0 | 1
RM22LG11MR_23.0 | IEC61000-6-1, IEC 61000-6-2 ¦ ,Generic immunity standard, Level III (Contact : 6kV / Air : 8kV) ¦ IEC61000-4-2,Electrostatic discharge, Level I (10V/m: 2.0GHz to 2.7GHz) Level II (10V/m: 1.4 GHz to 2.0GHz) Level III (10V/m : 80MHz to 1GHz) ¦ IEC61000-4-3,Radiated RF & electromagnetic field, Level III (F0) (Supply: 2kV, 5kHz/100kHz) (I/O: 1kV, 5kHz/100kHz) Level IV (F1) (Supply: 4kV, 5kHz/100kHz) (I/O: 2kV, 5kHz/100kHz) ¦ IEC61000-4-4,Fast transient / burst, Level III (F0) (Supply:CM: 2kV, DM: 1KV) (I/O:CM: 0.5kV, DM: 0.5KV) Level IV (F1) (Supply:CM: 4kV, DM: 2KV) (I/O:CM: 1kV, DM: 1KV) ¦ IEC61000-4-5,Surge, Level III (10Vrms : 0.15MHz to 80MHz) (10Vrms : 80MHz to 230MHz) ¦ IEC61000-4-6,Conducted RF disturbance, Level IV (30A/m : continous) (300A/m : 3s) ¦ IEC61000-4-8,Power frequency magnetic field, - ¦ IEC61000-4-11,Voltage dips, short interruption & variations on power line, Level III (Supply:CM: 2.5kV, DM: 1KV) (I/O:CM: 2.5kV, DM: 1KV) ¦ IEC61000-4-18,1 MHz oscillation wave, 0 % residual voltage, 5ms 0 % residual voltage, 10ms 0 % residual voltage, 20ms 0 % residual voltage, 50ms 0 % residual voltage, 100ms 0 % residual voltage, 200ms ¦ IEC61000-4-29,DC voltage interruption, - ¦ IEC61000-4-13,Low frequency harmonics, DC Supply : 50 Hz to 10 kHz, 3Vrms (Max 2W) AC Supply : 1st…200th harmonics, Max 2W ¦ Germanisher Lloyd,Conducted low frequency interference (harmonics), IEC61000-6-3, IEC 61000-6-4 ¦ ,Generic emission standard, Class B ¦ EN55022 / CISPR22,Radiated RF & electromagnetic field (IT equiment), Class B, Group 1 ¦ EN55011 / CISPR11,Radiated RF & electromagnetic field (Medical equiment), EMC 2 ¦ Germanisher Lloyd,Radiated emission from enclosure port, Class B ¦ EN55022 / CISPR22,Conducted RF emission on power line (IT equiment), Class B, Group 1 ¦ EN55011 / CISPR11,Conducted RF emission on power line (Medical equiment), EMC 2 ¦ Germanisher Lloyd,Conducted emission,
RM22LG11MR_24.0 | - ¦ ,1 level - Fill operation, - ¦ ,1 level - Empty operation, - ¦ ,2 level - Fill operation, - ¦ ,2 level - Empty operation,
RM22LG11MR_25.0 | 1 for LS 2.2 for St 4.7 for HS ¦ ,Maximum cable capacitance,
RM22LG11MR_27.0 | Min-Max-C ¦ ,Input terminal,
RM22LG11MR_28.0 | - ¦ ,Internal input resistance,
RM22LG11MR_29.0 | IP20 ¦ IEC60529,Terminal Block, IP40 ¦ IEC60529,Housing, IP50 (With Transparent Cover) ¦ IEC60529,Front Panel,
RM22LG11MR_298.0 | 100
RM22LG11MR_3.0 | 22.5 x 90 x 73 ¦ ,Width,
RM22LG11MR_30.0 | R (Amber) - ¦ ,Power supply availability, - ¦ ,Power supply not availability, - ¦ ,Timing in-progress, R - ON ¦ ,Output is energized, R - OFF ¦ ,Output is de-energized, - ¦ ,Range Setting Changes,
RM22LG11MR_31.0 | UL, CSA, DNVGL, RCM, EAC, CCC, CE, China ROHS
RM22LG11MR_32.0 | UL, CSA, DNVGL, RCM, EAC, CCC, CE, China ROHS
RM22LG11MR_33.0 | 6 cycles 24h ; +25°C +55°C ; RH: 93%..97% ¦ IEC60068-2-30,Damp heat,
RM22LG11MR_34.0 | =< 1750 ¦ ,through Un power reset, through front panel reset, through input control reset,
RM22LG11MR_35.0 | =< 850 ¦ ,on crossing the threshold,
RM22LG11MR_36.0 | Horizontal (x,z): ±3.5mm from 1Hz…9Hz 1g from 9Hz..35Hz Vertical (y): ±1.5mm from 1Hz…9Hz 0.5g from 9Hz..35Hz ¦ IEC60068-3-3
RM22LG11MR_37.0 | 15gn - 11ms ; 3 X 6 axis (Non-Operating) 5gn - 11ms ; 3 X 6 axis (Operating) ¦ IEC60068-2-27
RM22LG11MR_38.0 | 50 / 60 45…66
RM22LG11MR_39.0 | A1-A2
RM22LG11MR_4.0 | >100 MOhm at 500 V DC ¦ IEC60255-27,Supply / Input 1, - ¦ IEC60255-27,Supply / Input 2, - ¦ IEC60255-27,Supply / Input 3, >100 MOhm at 500 V DC ¦ IEC60255-27,Supply / Output 1, - ¦ IEC60255-27,Supply / Output 2, - ¦ IEC60255-27,Output 1 / Output 2, >100 MOhm at 500 V DC ¦ IEC60255-27,Input 1 / Output 1, - ¦ IEC60255-27,Input 1 / Output 2, - ¦ IEC60255-27,Input 2 / Output 1, - ¦ IEC60255-27,Input 2 / Output 2, - ¦ IEC60255-27,Input 3 / Output 1, - ¦ IEC60255-27,Input 3 / Output 2, - ¦ IEC60255-27,Input 1 / Input 2, - ¦ IEC60255-27,Input 2 / Input 3, - ¦ IEC60255-27,Input 1 / Input 3,
RM22LG11MR_40.0 | 3 ¦ IEC60664-1
RM22LG11MR_41.0 | 8A ¦ IEC60947-5-1
RM22LG11MR_42.0 | 0.6…1.0 ¦ IEC60947-1,Tightening torque,
RM22LG11MR_43.0 | 0.075 mm (f = 10...58.1 Hz), 1 gn (f = 58.1...150Hz) (Non-Operating) 0.035 mm (f = 10...60.1 Hz), 0.5 gn (f = 60.1...150Hz) (Operating) ¦ IEC60068-2-6
RM22LG11MR_44.0 | +/- 10% of full scale value ¦ ,Setting accuracy,
RM22LG11MR_45.0 | +/- 10% of full scales
RM22LG11MR_46.0 | +/- 0.5% ¦ ,Repeat accuracy (constant parameters),
RM22LG11MR_47.0 | +/- 2%
RM22LG11MR_48.0 | 1,100,000 hours ¦ ,MTTF, 120,000 hours ¦ ,B10,
RM22LG11MR_49.0 | 8A ¦ IEC60947-5-1,Relay Output by external fuse, - ¦ IEC62314,Solid State Output by external fuse,
RM22LG11MR_5.0 | ~ 90, -- 100
RM22LG11MR_50.0 | Any position ¦ ,In relation to normal vertical mounting plane,
RM22LG11MR_51.0 | On 35 mm DIN rail ¦ IEC/EN 60715,Without socket, - ¦ IEC/EN 60715,With socket,
RM22LG11MR_53.0 | 11/12/14,
RM22LG11MR_54.0 | 1 x C/O relay contacts
RM22LG11MR_55.0 | 3 ¦ IEC60664-1
RM22LG11MR_58.0 | Maximum measuring cycles,
RM22LG11MR_59.0 | 250V ¦ ,Maximum switching voltage, 8A ¦ ,Maximum switching current, - ¦ ,Maximum switching capacity,
RM22LG11MR_6.0 | NO: 250VAC/8A, 75k cycles NO: 250VAC/5A, 100k cycles ¦ IEC60947-4-1,AC-1, NO: 24VDC/5A, 100k cycles ¦ IEC60947-4-1,DC-1, NO: 250VAC/0.15A, 100k cycles ¦ IEC60947-5-1,AC-15, NO: 24VDC/1A, 100k cycles ¦ IEC60947-5-1,DC-13,
RM22LG11MR_60.0 | - ¦ IEC60947-5-4,Minimum switching voltage, - ¦ IEC60947-5-4,Minimum switching current, NO: 12V/10mA, MCTF > 80,000,000 ¦ IEC60947-5-4,Minimum switching capacity,
RM22LG11MR_61.0 | Not specified ¦ ,Horizontal, Not specified ¦ ,Vertical,
RM22LG11MR_62.0 | 1
RM22LG11MR_63.0 | Energized on fault-free ¦ ,R1 (11-12-14), - ¦ ,R2 (21-22-24),
RM22LG11MR_64.0
RM22LG11MR_65.0 | -
RM22LG11MR_67.0 | ~ 3.5VA, ~5VA, 1.5W
RM22LG11MR_68.0 | - ¦ ,"OFF" delay, Yes ¦ ,"ON" delay, - ¦ ,Inhibition,
RM22LG11MR_69.0 | Adjustable 5%...100% of 100kW ¦ ,1 level - Fill operation, Adjustable 5%...100% of 100kW ¦ ,1 level - Empty operation, Adjustable 5%...100% of 100kW ¦ ,2 level - Fill operation, Adjustable 5%...100% of 100kW ¦ ,2 level - Empty operation,
RM22LG11MR_7.0 | 4kV, OVC3 ¦ IEC60664-1,Supply, - ¦ IEC60664-1,Input 1, - ¦ IEC60664-1,Input 2, - ¦ IEC60664-1,Input 3, - ¦ IEC60664-1,Output 1, - ¦ IEC60664-1,Output 2, 4kV, OVC3 ¦ IEC60664-1,Supply / Input 1,Galvanic - ¦ IEC60664-1,Supply / Input 2,Isolated - ¦ IEC60664-1,Supply / Input 3,Circuit 4kV, OVC3 ¦ IEC60664-1,Supply / Output 1, - ¦ IEC60664-1,Supply / Output 2, - ¦ IEC60664-1,Output 1 / Output 2, 4kV, OVC3 ¦ IEC60664-1,Input 1 / Output 1, - ¦ IEC60664-1,Input 1 / Output 2, - ¦ IEC60664-1,Input 2 / Output 1, - ¦ IEC60664-1,Input 2 / Output 2, - ¦ IEC60664-1,Input 3 / Output 1, - ¦ IEC60664-1,Input 3 / Output 2, - ¦ IEC60664-1,Input 1 / Input 2, - ¦ IEC60664-1,Input 2 / Input 3, - ¦ IEC60664-1,Input 1 / Input 3,
RM22LG11MR_70.0 | < 1 < 0.05
RM22LG11MR_71.0 | < 1% over whole range ¦ ,Measurement error with supply voltage variation, 0.05% / oC ¦ ,Measurement error with temperature variation,
RM22LG11MR_77.0 | 8A ¦ IEC61810-1,Rated switching current,
RM22LG11MR_78.0 | 250V ¦ IEC61810-1,Rated switching voltage,
RM22LG11MR_8.0 | 250V ¦ IEC60664-1,Supply, 10V ¦ IEC60664-1,Input 1, - ¦ IEC60664-1,Input 2, - ¦ IEC60664-1,Input 3, 250V ¦ IEC60664-1,Output 1, - ¦ IEC60664-1,Output 2, 250V ¦ IEC60664-1,Supply / Input 1,Galvanic - ¦ IEC60664-1,Supply / Input 2,Isolated - ¦ IEC60664-1,Supply / Input 3,Circuit 250V ¦ IEC60664-1,Supply / Output 1, - ¦ IEC60664-1,Supply / Output 2, - ¦ IEC60664-1,Output 1 / Output 2, 250V ¦ IEC60664-1,Input 1 / Output 1, - ¦ IEC60664-1,Input 1 / Output 2, - ¦ IEC60664-1,Input 2 / Output 1, - ¦ IEC60664-1,Input 2 / Output 2, - ¦ IEC60664-1,Input 3 / Output 1, - ¦ IEC60664-1,Input 3 / Output 2, - ¦ IEC60664-1,Input 1 / Input 2, - ¦ IEC60664-1,Input 2 / Input 3, - ¦ IEC60664-1,Input 1 / Input 3,
RM22LG11MR_81.0 | - governed by response time - status reflects to both R1 & R2 ¦ ,1 level - Fill operation, - governed by response time - status reflects to both R1 & R2 ¦ ,1 level - Empty operation, - governed by response time - status reflects to both R1 & R2 ¦ ,2 level - Fill operation, - governed by response time - status reflects to both R1 & R2 ¦ ,2 level - Empty operation,
RM22LG11MR_9.0 | 10 x 106 cycles ¦ IEC61810-1
RM22LG11MR_92.0 | - ¦ IEC62314,Only for solid state output,
RM22LG11MR_93.0 | - ¦ IEC62314,Only for solid state output,
RM22LG11MR_94.0 | Liquid level resistive probe ¦ ,Measurement method,
RM22LG11MR_95.0 | 5kW…100kW ¦ ,1 level - Fill operation, 5kW…100kW ¦ ,1 level - Empty operation, 5kW…100kW ¦ ,2 level - Fill operation, 5kW…100kW ¦ ,2 level - Empty operation,
RM22LG11MR_96.0 | - ¦ ,"OFF" delay, - ¦ ,"ON" delay, - ¦ ,Inhibition,
RM22LG11MT | 3K3 (No Condensation & No Formation of Ice) ¦ IEC60721-3-3,Climatic category, Class C ¦ Germanisher Lloyd,Environmental category, 6 cycles 24h ; +25°C +55°C ; RH: 93%..97% ¦ IEC60947-5-1,Cyclic Damp Heat Test, 380…415 AC ¦ ,Supply,Rated Level probe ¦ ,Input 1,Voltage - ¦ ,Input 2,Spec - ¦ ,Input 3, 250V ¦ ,Output 1, - ¦ ,Output 2, Measurement mode, - 1) Will always illuminated when power is supplied to the product - 1) Output is energized/ de-energized according to function diagram 2) When input monitored @ fault condition, output is always de-energized Cannot declare MTTF = MTTFd (Note: customer confuses as safety product) ¦ ,MTTFd, Cannot declare B10 = B10d (Note: customer confuses as safety product) ¦ ,B10d,
RM22LG11MTMaximum length of probes cable | 100 ¦ ,Maximum length of probes cable,
RM22LG11MTMaximum probe supplied current | 1 ¦ ,Maximum probe supplied current,
RM22LG11MTMaximum probe supplied voltage | 12 ¦ ,Maximum probe supplied voltage,
RM22LG11MT_1.0 | Depth,
RM22LG11MT_10.0 | =< 600
RM22LG11MT_11.0 | ~380…415 ~323…456.5
RM22LG11MT_12.0 | -20oC..+60oC @50Hz or DC -20oC..+50oC @60Hz (F0) -20oC..+70oC (F1) ¦ ,Operation,
RM22LG11MT_13.0 | -40oC..+70oC ¦ ,Storage,
RM22LG11MT_14.0 | 10gn - 16ms ; 1000 X 6 axis (Non-Operating) ¦ IEC60068-2-29
RM22LG11MT_15.0 | 6 (Screw Terminal) 8 (Spring Terminal) ¦ ,Cable stripping length,
RM22LG11MT_16.0 | A1, A2 ¦ ,Supply,Terminal Min, Max, C ¦ ,Input 1, - ¦ ,Input 2, - ¦ ,Input 3, 11,12,14 ¦ ,Output 1, - ¦ ,Output 2,
RM22LG11MT_17.0 | 1 conductor: 0.5…3.3 (AWG 20…AWG 12) 2 conductors: 0.5…2.5 (AWG 20…AWG 14) ¦ IEC60947-1,Solid cable without cable end (screw terminal), 1 conductor: 0.2…2.5 (AWG 24…AWG 14) 2 conductors: 0.2…1.5 (AWG 24…AWG 16) ¦ IEC60947-1,Flexible cable with cable end (screw terminal), - ¦ IEC60947-1,Solid cable (spring terminal), - ¦ IEC60947-1,Flexible cable (spring terminal),
RM22LG11MT_18.0 | Cadmium free
RM22LG11MT_19.0 | Output will be de-energized when activated
RM22LG11MT_2.0 | Height,
RM22LG11MT_20.0 | 2.0kV, 50/60Hz for 1 min ¦ IEC60255-27,Supply / Input 1, - ¦ IEC60255-27,Supply / Input 2, - ¦ IEC60255-27,Supply / Input 3, 2.0kV, 50/60Hz for 1 min ¦ IEC60255-27,Supply / Output 1, - ¦ IEC60255-27,Supply / Output 2, - ¦ IEC60255-27,Output 1 / Output 2, 2.0kV, 50/60Hz for 1 min ¦ IEC60255-27,Input 1 / Output 1, - ¦ IEC60255-27,Input 1 / Output 2, - ¦ IEC60255-27,Input 2 / Output 1, - ¦ IEC60255-27,Input 2 / Output 2, - ¦ IEC60255-27,Input 3 / Output 1, - ¦ IEC60255-27,Input 3 / Output 2, - ¦ IEC60255-27,Input 1 / Input 2, - ¦ IEC60255-27,Input 2 / Input 3, - ¦ IEC60255-27,Input 1 / Input 3,
RM22LG11MT_21.0 | EN/IEC 60255-1/60255-26/60255-27; EN/IEC 61000-6-1 to 61000-6-4; UL 508; CSA C22.2 No. 14, GB/T14048.5 2014/35/EU 2014/30/EU 2011/65/EU
RM22LG11MT_22.0 | 1
RM22LG11MT_23.0 | IEC61000-6-1, IEC 61000-6-2 ¦ ,Generic immunity standard, Level III (Contact : 6kV / Air : 8kV) ¦ IEC61000-4-2,Electrostatic discharge, Level I (10V/m: 2.0GHz to 2.7GHz) Level II (10V/m: 1.4 GHz to 2.0GHz) Level III (10V/m : 80MHz to 1GHz) ¦ IEC61000-4-3,Radiated RF & electromagnetic field, Level III (F0) (Supply: 2kV, 5kHz/100kHz) (I/O: 1kV, 5kHz/100kHz) Level IV (F1) (Supply: 4kV, 5kHz/100kHz) (I/O: 2kV, 5kHz/100kHz) ¦ IEC61000-4-4,Fast transient / burst, Level III (F0) (Supply:CM: 2kV, DM: 1KV) (I/O:CM: 0.5kV, DM: 0.5KV) Level IV (F1) (Supply:CM: 4kV, DM: 2KV) (I/O:CM: 1kV, DM: 1KV) ¦ IEC61000-4-5,Surge, Level III (10Vrms : 0.15MHz to 80MHz) (10Vrms : 80MHz to 230MHz) ¦ IEC61000-4-6,Conducted RF disturbance, Level IV (30A/m : continous) (300A/m : 3s) ¦ IEC61000-4-8,Power frequency magnetic field, - ¦ IEC61000-4-11,Voltage dips, short interruption & variations on power line, Level III (Supply:CM: 2.5kV, DM: 1KV) (I/O:CM: 2.5kV, DM: 1KV) ¦ IEC61000-4-18,1 MHz oscillation wave, 0 % residual voltage, 5ms 0 % residual voltage, 10ms 0 % residual voltage, 20ms 0 % residual voltage, 50ms 0 % residual voltage, 100ms 0 % residual voltage, 200ms ¦ IEC61000-4-29,DC voltage interruption, - ¦ IEC61000-4-13,Low frequency harmonics, DC Supply : 50 Hz to 10 kHz, 3Vrms (Max 2W) AC Supply : 1st…200th harmonics, Max 2W ¦ Germanisher Lloyd,Conducted low frequency interference (harmonics), IEC61000-6-3, IEC 61000-6-4 ¦ ,Generic emission standard, Class B ¦ EN55022 / CISPR22,Radiated RF & electromagnetic field (IT equiment), Class B, Group 1 ¦ EN55011 / CISPR11,Radiated RF & electromagnetic field (Medical equiment), EMC 2 ¦ Germanisher Lloyd,Radiated emission from enclosure port, Class B ¦ EN55022 / CISPR22,Conducted RF emission on power line (IT equiment), Class B, Group 1 ¦ EN55011 / CISPR11,Conducted RF emission on power line (Medical equiment), EMC 2 ¦ Germanisher Lloyd,Conducted emission,
RM22LG11MT_24.0 | - ¦ ,1 level - Fill operation, - ¦ ,1 level - Empty operation, - ¦ ,2 level - Fill operation, - ¦ ,2 level - Empty operation,
RM22LG11MT_25.0 | 1 for LS 2.2 for St 4.7 for HS ¦ ,Maximum cable capacitance,
RM22LG11MT_27.0 | Min-Max-C ¦ ,Input terminal,
RM22LG11MT_28.0 | - ¦ ,Internal input resistance,
RM22LG11MT_29.0 | IP20 ¦ IEC60529,Terminal Block, IP40 ¦ IEC60529,Housing, IP50 (With Transparent Cover) ¦ IEC60529,Front Panel,
RM22LG11MT_298.0 | 100
RM22LG11MT_3.0 | 22.5 x 90 x 73 ¦ ,Width,
RM22LG11MT_30.0 | R (Amber) - ¦ ,Power supply availability, - ¦ ,Power supply not availability, - ¦ ,Timing in-progress, R - ON ¦ ,Output is energized, R - OFF ¦ ,Output is de-energized, - ¦ ,Range Setting Changes,
RM22LG11MT_31.0 | UL, CSA, DNVGL, RCM, EAC, CCC, CE, China ROHS
RM22LG11MT_32.0 | UL, CSA, DNVGL, RCM, EAC, CCC, CE, China ROHS
RM22LG11MT_33.0 | 6 cycles 24h ; +25°C +55°C ; RH: 93%..97% ¦ IEC60068-2-30,Damp heat,
RM22LG11MT_34.0 | =< 1750 ¦ ,through Un power reset, through front panel reset, through input control reset,
RM22LG11MT_35.0 | =< 850 ¦ ,on crossing the threshold,
RM22LG11MT_36.0 | Horizontal (x,z): ±3.5mm from 1Hz…9Hz 1g from 9Hz..35Hz Vertical (y): ±1.5mm from 1Hz…9Hz 0.5g from 9Hz..35Hz ¦ IEC60068-3-3
RM22LG11MT_37.0 | 15gn - 11ms ; 3 X 6 axis (Non-Operating) 5gn - 11ms ; 3 X 6 axis (Operating) ¦ IEC60068-2-27
RM22LG11MT_38.0 | 50 / 60 45…66
RM22LG11MT_39.0 | A1-A2
RM22LG11MT_4.0 | >100 MOhm at 500 V DC ¦ IEC60255-27,Supply / Input 1, - ¦ IEC60255-27,Supply / Input 2, - ¦ IEC60255-27,Supply / Input 3, >100 MOhm at 500 V DC ¦ IEC60255-27,Supply / Output 1, - ¦ IEC60255-27,Supply / Output 2, - ¦ IEC60255-27,Output 1 / Output 2, >100 MOhm at 500 V DC ¦ IEC60255-27,Input 1 / Output 1, - ¦ IEC60255-27,Input 1 / Output 2, - ¦ IEC60255-27,Input 2 / Output 1, - ¦ IEC60255-27,Input 2 / Output 2, - ¦ IEC60255-27,Input 3 / Output 1, - ¦ IEC60255-27,Input 3 / Output 2, - ¦ IEC60255-27,Input 1 / Input 2, - ¦ IEC60255-27,Input 2 / Input 3, - ¦ IEC60255-27,Input 1 / Input 3,
RM22LG11MT_40.0 | 3 ¦ IEC60664-1
RM22LG11MT_41.0 | 8A ¦ IEC60947-5-1
RM22LG11MT_42.0 | 0.6…1.0 ¦ IEC60947-1,Tightening torque,
RM22LG11MT_43.0 | 0.075 mm (f = 10...58.1 Hz), 1 gn (f = 58.1...150Hz) (Non-Operating) 0.035 mm (f = 10...60.1 Hz), 0.5 gn (f = 60.1...150Hz) (Operating) ¦ IEC60068-2-6
RM22LG11MT_44.0 | +/- 10% of full scale value ¦ ,Setting accuracy,
RM22LG11MT_45.0 | +/- 10% of full scales
RM22LG11MT_46.0 | +/- 0.5% ¦ ,Repeat accuracy (constant parameters),
RM22LG11MT_47.0 | +/- 2%
RM22LG11MT_48.0 | 1,100,000 hours ¦ ,MTTF, 120,000 hours ¦ ,B10,
RM22LG11MT_49.0 | 8A ¦ IEC60947-5-1,Relay Output by external fuse, - ¦ IEC62314,Solid State Output by external fuse,
RM22LG11MT_5.0 | ~ 90, -- 100
RM22LG11MT_50.0 | Any position ¦ ,In relation to normal vertical mounting plane,
RM22LG11MT_51.0 | On 35 mm DIN rail ¦ IEC/EN 60715,Without socket, - ¦ IEC/EN 60715,With socket,
RM22LG11MT_53.0 | 11/12/14,
RM22LG11MT_54.0 | 1 x C/O relay contacts
RM22LG11MT_55.0 | 3 ¦ IEC60664-1
RM22LG11MT_58.0 | Maximum measuring cycles,
RM22LG11MT_59.0 | 250V ¦ ,Maximum switching voltage, 8A ¦ ,Maximum switching current, - ¦ ,Maximum switching capacity,
RM22LG11MT_6.0 | NO: 250VAC/8A, 75k cycles NO: 250VAC/5A, 100k cycles ¦ IEC60947-4-1,AC-1, NO: 24VDC/5A, 100k cycles ¦ IEC60947-4-1,DC-1, NO: 250VAC/0.15A, 100k cycles ¦ IEC60947-5-1,AC-15, NO: 24VDC/1A, 100k cycles ¦ IEC60947-5-1,DC-13,
RM22LG11MT_60.0 | - ¦ IEC60947-5-4,Minimum switching voltage, - ¦ IEC60947-5-4,Minimum switching current, NO: 12V/10mA, MCTF > 80,000,000 ¦ IEC60947-5-4,Minimum switching capacity,
RM22LG11MT_61.0 | Not specified ¦ ,Horizontal, Not specified ¦ ,Vertical,
RM22LG11MT_62.0 | 1
RM22LG11MT_63.0 | Energized on fault-free ¦ ,R1 (11-12-14), - ¦ ,R2 (21-22-24),
RM22LG11MT_64.0
RM22LG11MT_65.0 | -
RM22LG11MT_67.0 | ~ 10VA ~ 8VA
RM22LG11MT_68.0 | - ¦ ,"OFF" delay, Yes ¦ ,"ON" delay, - ¦ ,Inhibition,
RM22LG11MT_69.0 | Adjustable 5%...100% of 100kW ¦ ,1 level - Fill operation, Adjustable 5%...100% of 100kW ¦ ,1 level - Empty operation, Adjustable 5%...100% of 100kW ¦ ,2 level - Fill operation, Adjustable 5%...100% of 100kW ¦ ,2 level - Empty operation,
RM22LG11MT_7.0 | 4kV, OVC3 ¦ IEC60664-1,Supply, - ¦ IEC60664-1,Input 1, - ¦ IEC60664-1,Input 2, - ¦ IEC60664-1,Input 3, - ¦ IEC60664-1,Output 1, - ¦ IEC60664-1,Output 2, 4kV, OVC3 ¦ IEC60664-1,Supply / Input 1,Galvanic - ¦ IEC60664-1,Supply / Input 2,Isolated - ¦ IEC60664-1,Supply / Input 3,Circuit 4kV, OVC3 ¦ IEC60664-1,Supply / Output 1, - ¦ IEC60664-1,Supply / Output 2, - ¦ IEC60664-1,Output 1 / Output 2, 4kV, OVC3 ¦ IEC60664-1,Input 1 / Output 1, - ¦ IEC60664-1,Input 1 / Output 2, - ¦ IEC60664-1,Input 2 / Output 1, - ¦ IEC60664-1,Input 2 / Output 2, - ¦ IEC60664-1,Input 3 / Output 1, - ¦ IEC60664-1,Input 3 / Output 2, - ¦ IEC60664-1,Input 1 / Input 2, - ¦ IEC60664-1,Input 2 / Input 3, - ¦ IEC60664-1,Input 1 / Input 3,
RM22LG11MT_70.0 | < 1 < 0.05
RM22LG11MT_71.0 | < 1% over whole range ¦ ,Measurement error with supply voltage variation, 0.05% / oC ¦ ,Measurement error with temperature variation,
RM22LG11MT_77.0 | 8A ¦ IEC61810-1,Rated switching current,
RM22LG11MT_78.0 | 250V ¦ IEC61810-1,Rated switching voltage,
RM22LG11MT_8.0 | 400V ¦ IEC60664-1,Supply, 10V ¦ IEC60664-1,Input 1, - ¦ IEC60664-1,Input 2, - ¦ IEC60664-1,Input 3, 250V ¦ IEC60664-1,Output 1, - ¦ IEC60664-1,Output 2, 400V ¦ IEC60664-1,Supply / Input 1,Galvanic - ¦ IEC60664-1,Supply / Input 2,Isolated - ¦ IEC60664-1,Supply / Input 3,Circuit 400V ¦ IEC60664-1,Supply / Output 1, - ¦ IEC60664-1,Supply / Output 2, - ¦ IEC60664-1,Output 1 / Output 2, 250V ¦ IEC60664-1,Input 1 / Output 1, - ¦ IEC60664-1,Input 1 / Output 2, - ¦ IEC60664-1,Input 2 / Output 1, - ¦ IEC60664-1,Input 2 / Output 2, - ¦ IEC60664-1,Input 3 / Output 1, - ¦ IEC60664-1,Input 3 / Output 2, - ¦ IEC60664-1,Input 1 / Input 2, - ¦ IEC60664-1,Input 2 / Input 3, - ¦ IEC60664-1,Input 1 / Input 3,
RM22LG11MT_81.0 | - governed by response time - status reflects to both R1 & R2 ¦ ,1 level - Fill operation, - governed by response time - status reflects to both R1 & R2 ¦ ,1 level - Empty operation, - governed by response time - status reflects to both R1 & R2 ¦ ,2 level - Fill operation, - governed by response time - status reflects to both R1 & R2 ¦ ,2 level - Empty operation,
RM22LG11MT_9.0 | 10 x 106 cycles ¦ IEC61810-1
RM22LG11MT_92.0 | - ¦ IEC62314,Only for solid state output,
RM22LG11MT_93.0 | - ¦ IEC62314,Only for solid state output,
RM22LG11MT_94.0 | Liquid level resistive probe ¦ ,Measurement method,
RM22LG11MT_95.0 | 5kW…100kW ¦ ,1 level - Fill operation, 5kW…100kW ¦ ,1 level - Empty operation, 5kW…100kW ¦ ,2 level - Fill operation, 5kW…100kW ¦ ,2 level - Empty operation,
RM22LG11MT_96.0 | - ¦ ,"OFF" delay, - ¦ ,"ON" delay, - ¦ ,Inhibition,
RM22TA31 | 3K9 (refer absolute Humidity 36g/m3 as worst case product Mission Profile RH evaluation) ¦ IEC60721-3-3,Climatic category, Class C ¦ Germanisher Lloyd,Environmental category, 6 cycles 24h ; +25°C +55°C ; RH: 93%..97% ¦ IEC60947-5-1,Cyclic Damp Heat Test, 208..240 AC ¦ ,Supply,Rated - ¦ ,Input 1,Voltage - ¦ ,Input 2,Spec - ¦ ,Input 3, 250V ¦ ,Output 1, 250V ¦ ,Output 2, Resistive Voltage Step Down ¦ ,Measurement mode, Yes 1) Will always illuminated when power is supplied to the product - 1) When input monitored @ normal condition, output is always energized 2) When input monitored @ fault condition, output is always de-energized Cannot declare MTTF = MTTFd (Note: customer confuses as safety product) ¦ ,MTTFd, Cannot declare B10 = B10d (Note: customer confuses as safety product) ¦ ,B10d, Drawing / Diagram
RM22TA31_1.0 | 73 ¦ ,Depth,
RM22TA31_10.0 | =< 650 Internal Design spec: >300ms and =< 650ms when product is fully discharged at min rated voltage
RM22TA31_11.0 | ~ 3 x 200…3 x 240 ~ 3 x 160…3 x 288
RM22TA31_12.0 | -20oC..+60oC @50Hz -20oC..+50oC @60Hz ¦ ,Operation,
RM22TA31_13.0 | -40oC..+70oC ¦ ,Storage,
RM22TA31_14.0 | 10gn - 16ms ; 1000 X 6 axis (Non-Operating) ¦ IEC60068-2-29
RM22TA31_15.0 | 6mm (Screw Terminal) ¦ ,Cable stripping length,
RM22TA31_16.0 | L1, L2, L3 ¦ ,Supply,Terminal - ¦ ,Input 1, - ¦ ,Input 2, - ¦ ,Input 3, 11,12,14 ¦ ,Output 1, 21,22,24 ¦ ,Output 2,
RM22TA31_17.0 | 1 conductor: 0.5…3.3 (AWG 20…AWG 12) 2 conductors: 0.5…2.5 (AWG 20…AWG 14) ¦ IEC60947-1,Solid cable without cable end (screw terminal), 1 conductor: 0.5…2.5 (AWG 20…AWG 14) 2 conductors: 0.5…1.5 (AWG 20…AWG 16) ¦ IEC60947-1,Flexible cable with cable end (screw terminal), - ¦ IEC60947-1,Solid cable (spring terminal), - ¦ IEC60947-1,Flexible cable (spring terminal),
RM22TA31_18.0 | Cadmium free
RM22TA31_19.0 | Output will be de-energized when activated
RM22TA31_2.0 | 90 ¦ ,Height,
RM22TA31_20.0 | - ¦ IEC60255-27,Supply / Input 1, - ¦ IEC60255-27,Supply / Input 2, - ¦ IEC60255-27,Supply / Input 3, 2.0kV, 50/60Hz for 1 min ¦ IEC60255-27,Supply / Output 1, 2.0kV, 50/60Hz for 1 min ¦ IEC60255-27,Supply / Output 2, 2.0kV, 50/60Hz for 1 min ¦ IEC60255-27,Output 1 / Output 2, - ¦ IEC60255-27,Input 1 / Output 1, - ¦ IEC60255-27,Input 1 / Output 2, - ¦ IEC60255-27,Input 2 / Output 1, - ¦ IEC60255-27,Input 2 / Output 2, - ¦ IEC60255-27,Input 3 / Output 1, - ¦ IEC60255-27,Input 3 / Output 2, - ¦ IEC60255-27,Input 1 / Input 2, - ¦ IEC60255-27,Input 2 / Input 3, - ¦ IEC60255-27,Input 1 / Input 3,
RM22TA31_21.0 | EN/IEC 60255-1/60255-26/60255-27; EN/IEC 61000-6-1 to 61000-6-4; UL 508; CSA C22.2 No. 14, GB/T14048.5 2014/35/EU 2014/30/EU 2011/65/EU
RM22TA31_22.0 | 1
RM22TA31_23.0 | IEC61000-6-1, IEC 61000-6-2 ¦ ,Generic immunity standard, Level III (Contact : 6kV / Air : 8kV) ¦ IEC61000-4-2,Electrostatic discharge, Level I (10V/m: 2.0GHz to 2.7GHz) Level II (10V/m: 1.4 GHz to 2.0GHz) Level III (10V/m : 80MHz to 1GHz) ¦ IEC61000-4-3,Radiated RF & electromagnetic field, Level IV (Supply: 4kV, 5kHz/100kHz) (I/O: 2kV, 5kHz/100kHz) ¦ IEC61000-4-4,Fast transient / burst, Level IV (Supply:CM: 4kV, DM: 2KV) (I/O:CM: 1kV, DM: 1KV) ¦ IEC61000-4-5,Surge, Level III (10Vrms : 0.15MHz to 80MHz) ¦ IEC61000-4-6,Conducted RF disturbance, Level IV (30A/m : continous) (300A/m : 3s) ¦ IEC61000-4-8,Power frequency magnetic field, Class II 0%, 1/2 cycle 0%, 1 cycle 70% 25 cycles (50Hz) 70%, 30 cycles (60Hz) 0%, 250 cycles (50Hz) 0%, 300 cycles (60Hz) ¦ IEC61000-4-11,Voltage dips, short interruption & variations on power line, Level III (Supply:CM: 2.5kV, DM: 1KV) (I/O:CM: 2.5kV, DM: 1KV) ¦ IEC61000-4-18,1 MHz oscillation wave, - ¦ IEC61000-4-29,DC voltage interruption, - ¦ IEC61000-4-13,Low frequency harmonics, DC Supply : 50 Hz to 10 kHz, 3Vrms (Max 2W) - Not applicable AC Supply : 1st…200th harmonics, Max 2W ¦ Germanisher Lloyd,Conducted low frequency interference (harmonics), IEC61000-6-3, IEC 61000-6-4 ¦ ,Generic emission standard, Class B ¦ EN55022 / CISPR22,Radiated RF & electromagnetic field (IT equiment), Class B, Group 1 ¦ EN55011 / CISPR11,Radiated RF & electromagnetic field (Medical equiment), EMC 2 ¦ Germanisher Lloyd,Radiated emission from enclosure port, Class B ¦ EN55022 / CISPR22,Conducted RF emission on power line (IT equiment), Class B, Group 1 ¦ EN55011 / CISPR11,Conducted RF emission on power line (Medical equiment), EMC 2 ¦ Germanisher Lloyd,Conducted emission,
RM22TA31_24.0 | All phase cut recover ¦ ,Phase cut, Total phase swap recover Internal design spec: L23 lags L13 < 180o ¦ ,Phase sequence, - ¦ ,Over / undervoltage (symmetry windows mode), - ¦ ,Over voltage, - ¦ ,Undervoltage , Fixed 2% of selected Un Internal design spec: 2% +/- 1.5% ¦ ,Phase asymmetry, - ¦ ,Disconnection of neutral, Fixed 2% of selected Un Internal design spec: 2% +/- 1.5% ¦ ,Voltage Regeneration, All phases > 175V Internal design spec: All phases >163V +/- 5% ¦ ,Extreme undervoltage (Phase loss), Internal design spec: All phases <287V +/- 5% ¦ ,Extreme Overvoltage, - ¦ ,Extreme Asymmetry,
RM22TA31_25.0 | 50 / 60 ¦ ,Rated frequency, 45…66 ¦ ,Frequency operating range,
RM22TA31_26.0 | 200, 208, 220, 240 ¦ ,Input nominal voltage selection,
RM22TA31_27.0 | L1-L2-L3 ¦ ,Input terminal,
RM22TA31_28.0 | - ¦ ,Internal input resistance,
RM22TA31_29.0 | IP20 ¦ IEC60529,Terminal Block, IP40 ¦ IEC60529,Housing, IP50 (With Transparent Cover) ¦ IEC60529,Front Panel,
RM22TA31_298.0 | 95
RM22TA31_3.0 | 22.5 ¦ ,Width,
RM22TA31_30.0 | Dial pointer (Green) R (Amber) Def (Red) Dial pointer - ON ¦ ,Power supply availability, Dial pointer - OFF ¦ ,Power supply not availability, R - Slow Blink (50% ON; 50% OFF) @ 1Hz ¦ ,Timing in-progress, R - ON ¦ ,Output is energized, R - OFF ¦ ,Output is de-energized, All LEDs - Fast Blink (5% ON; 95% OFF) @ 1Hz ¦ ,Range Setting Changes, Def - Permanent OFF ¦ ,Phase Cut, Def - Permanent ON ¦ ,Phase Sequence Swap, - ¦ ,Undervoltage <U, - ¦ ,Overvoltage >U, Def - Slow Blink (50% ON; 50% OFF) @ 1Hz ¦ ,Phase Asymmetry, Def - Slow Blink (50% ON; 50% OFF) @ 1Hz ¦ ,Voltage Regeneration, Def - Permanent OFF ¦ ,Extreme Undervoltage <U (Phase loss), Def - Permanent ON ¦ ,Extreme Overvoltage >U, Def - Permanent OFF ¦ ,Extreme Phase Asymmetry,
RM22TA31_31.0 | UL, CSA, DNVGL, RCM, EAC, CCC, CE, China ROHS
RM22TA31_32.0 | UL, CSA, DNVGL, RCM, EAC, CCC, CE, China ROHS
RM22TA31_33.0 | 6 cycles 24h ; +25°C +55°C ; RH: 93%..97% ¦ IEC60068-2-30,Damp heat,XX
RM22TA31_34.0 | =< 1500 at maximum rated supply voltage ¦ ,through Un power reset, - ¦ ,through front panel reset, - ¦ ,through input control reset,
RM22TA31_35.0 | =< 300 ¦ ,on crossing the threshold, - - - -
RM22TA31_36.0 | Horizontal (x,z): ±3.5mm from 1Hz…9Hz 1g from 9Hz..35Hz Vertical (y): ±1.5mm from 1Hz…9Hz 0.5g from 9Hz..35Hz ¦ IEC60068-3-3
RM22TA31_37.0 | 15gn - 11ms ; 3 X 6 axis (Non-Operating) 5gn - 11ms ; 3 X 6 axis (Operating) ¦ IEC60068-2-27
RM22TA31_38.0 | 50 / 60 45…66
RM22TA31_39.0 | L1-L3
RM22TA31_4.0 | - ¦ IEC60255-27,Supply / Input 1, - ¦ IEC60255-27,Supply / Input 2, - ¦ IEC60255-27,Supply / Input 3, >100 MOhm at 500 V DC ¦ IEC60255-27,Supply / Output 1, >100 MOhm at 500 V DC ¦ IEC60255-27,Supply / Output 2, >100 MOhm at 500 V DC ¦ IEC60255-27,Output 1 / Output 2, - ¦ IEC60255-27,Input 1 / Output 1, - ¦ IEC60255-27,Input 1 / Output 2, - ¦ IEC60255-27,Input 2 / Output 1, - ¦ IEC60255-27,Input 2 / Output 2, - ¦ IEC60255-27,Input 3 / Output 1, - ¦ IEC60255-27,Input 3 / Output 2, - ¦ IEC60255-27,Input 1 / Input 2, - ¦ IEC60255-27,Input 2 / Input 3, - ¦ IEC60255-27,Input 1 / Input 3,
RM22TA31_40.0 | 3 ¦ IEC60664-1
RM22TA31_41.0 | 8A ¦ IEC60947-5-1
RM22TA31_42.0 | 0.6…1 Nm ¦ IEC60947-1,Tightening torque,
RM22TA31_43.0 | 0.075 mm (f = 10...58.1 Hz), 1 gn (f = 58.1...150Hz) (Non-Operating) 0.035 mm (f = 10...60.1 Hz), 0.5 gn (f = 60.1...150Hz) (Operating) ¦ IEC60068-2-6
RM22TA31_44.0 | +/- 10% of selected Un Internal Design spec: 9% of selected Un (5% Base accuracy, 2% Marking, 2% Equipment uncertainty) ¦ ,Setting accuracy,
RM22TA31_45.0 | +/- 10% of full scales value Internal Design Spec: +/- 10% of full scales value (potentiometer turns left to right and oppossite)
RM22TA31_46.0 | +/- 0.5% ¦ ,Repeat accuracy (constant parameters),
RM22TA31_47.0 | +/- 3%
RM22TA31_48.0 | 3,400,000 hours ¦ ,MTTF, 350,000 hours ¦ ,B10,
RM22TA31_49.0 | 8A ¦ IEC60947-5-1,Relay Output by external fuse, - ¦ IEC62314,Solid State Output by external fuse,
RM22TA31_5.0 | =<20 @ Output Energized Internal Design Spec: =<40 @ Output Energized
RM22TA31_50.0 | Any position ¦ ,In relation to normal vertical mounting plane,
RM22TA31_51.0 | On 35 mm DIN rail ¦ IEC/EN 60715,Without socket, - ¦ IEC/EN 60715,With socket,
RM22TA31_53.0 | 15-16-18, 25-26-28
RM22TA31_54.0 | 2 x C/O relay contacts
RM22TA31_55.0 | 3 ¦ IEC60664-1
RM22TA31_58.0 | 150ms / measurement as true rms value ¦ ,Maximum measuring cycles,
RM22TA31_59.0 | 250V ¦ ,Maximum switching voltage, 8A ¦ ,Maximum switching current, - ¦ ,Maximum switching capacity,
RM22TA31_6.0 | NO: 250VAC/8A, 75k cycles NO: 250VAC/5A, 100k cycles ¦ IEC60947-4-1,AC-1, NO: 24VDC/5A, 100k cycles ¦ IEC60947-4-1,DC-1, NO: 250VAC/0.15A, 100k cycles ¦ IEC60947-5-1,AC-15, NO: 24VDC/1A, 100k cycles ¦ IEC60947-5-1,DC-13,
RM22TA31_60.0 | - ¦ IEC60947-5-4,Minimum switching voltage, - ¦ IEC60947-5-4,Minimum switching current, NO: 12V/10mA, MCTF > 80,000,000 ¦ IEC60947-5-4,Minimum switching capacity,
RM22TA31_61.0 | 1x product height ¦ ,Horizontal, 1x product width ¦ ,Vertical,
RM22TA31_62.0 | 1
RM22TA31_63.0 | Energized on fault-free ¦ ,R1 (11-12-14), Energized on fault-free ¦ ,R2 (21-22-24),
RM22TA31_64.0 | -
RM22TA31_65.0 | -
RM22TA31_66.0 | - ¦ ,permissible input overload,
RM22TA31_67.0 | 10VA
RM22TA31_68.0 | Yes ¦ ,"OFF" delay, - ¦ ,"ON" delay, - ¦ ,Inhibition,
RM22TA31_69.0 | 1 or more phase cut ¦ ,Phase cut, Total swap of phase Internal design spec: L23 lags L13 >= 180o ¦ ,Phase sequence, - ¦ ,Over / undervoltage (symmetry windows mode), - ¦ ,Over voltage, - ¦ ,Undervoltage , Adjustable 5%...15% of selected Un ¦ ,Phase asymmetry, - ¦ ,Disconnection of neutral, 1 or more phase < 70% of selected Un Internal design spec: 30% +/- 5% ¦ ,Voltage Regeneration, 1 or more phase < 150V Internal design spec: 1 or more phase <160V +/- 5% ¦ ,Extreme undervoltage (Phase loss), Internal design spec: 297V +/- 5% ¦ ,Extreme Overvoltage, Internal design spec: 48% +/- 6% ¦ ,Extreme Asymmetry,
RM22TA31_7.0 | 4kV, OVC3 ¦ IEC60664-1,Supply, - ¦ IEC60664-1,Input 1, - ¦ IEC60664-1,Input 2, - ¦ IEC60664-1,Input 3, - ¦ IEC60664-1,Output 1, - ¦ IEC60664-1,Output 2, - ¦ IEC60664-1,Supply / Input 1,Galvanic - ¦ IEC60664-1,Supply / Input 2,Isolated - ¦ IEC60664-1,Supply / Input 3,Circuit 4kV, OVC3 ¦ IEC60664-1,Supply / Output 1, 4kV, OVC3 ¦ IEC60664-1,Supply / Output 2, 4kV, OVC3 ¦ IEC60664-1,Output 1 / Output 2, - ¦ IEC60664-1,Input 1 / Output 1, - ¦ IEC60664-1,Input 1 / Output 2, - ¦ IEC60664-1,Input 2 / Output 1, - ¦ IEC60664-1,Input 2 / Output 2, - ¦ IEC60664-1,Input 3 / Output 1, - ¦ IEC60664-1,Input 3 / Output 2, - ¦ IEC60664-1,Input 1 / Input 2, - ¦ IEC60664-1,Input 2 / Input 3, - ¦ IEC60664-1,Input 1 / Input 3,
RM22TA31_70.0 | < 1 < 0.05
RM22TA31_71.0 | < 1% of selected Un ¦ ,Measurement error with supply voltage variation, < 0.05% / oC ¦ ,Measurement error with temperature variation,
RM22TA31_77.0 | 8A ¦ IEC61810-1,Rated switching current,
RM22TA31_78.0 | 250V ¦ IEC61810-1,Rated switching voltage,
RM22TA31_8.0 | 500V ¦ IEC60664-1,Supply, - ¦ IEC60664-1,Input 1, - ¦ IEC60664-1,Input 2, - ¦ IEC60664-1,Input 3, 250V ¦ IEC60664-1,Output 1, 250V ¦ IEC60664-1,Output 2, - ¦ IEC60664-1,Supply / Input 1,Galvanic - ¦ IEC60664-1,Supply / Input 2,Isolated - ¦ IEC60664-1,Supply / Input 3,Circuit 500V ¦ IEC60664-1,Supply / Output 1, 500V ¦ IEC60664-1,Supply / Output 2, 250V ¦ IEC60664-1,Output 1 / Output 2, - ¦ IEC60664-1,Input 1 / Output 1, - ¦ IEC60664-1,Input 1 / Output 2, - ¦ IEC60664-1,Input 2 / Output 1, - ¦ IEC60664-1,Input 2 / Output 2, - ¦ IEC60664-1,Input 3 / Output 1, - ¦ IEC60664-1,Input 3 / Output 2, - ¦ IEC60664-1,Input 1 / Input 2, - ¦ IEC60664-1,Input 2 / Input 3, - ¦ IEC60664-1,Input 1 / Input 3,
RM22TA31_81.0 | governed by response time only, status reflects to both R1 & R2 ¦ ,Phase lost , governed by response time only, status reflects to both R1 & R2 ¦ ,Phase sequence, - ¦ ,Over / undervoltage (symmetry windows mode), - ¦ ,Over voltage, - ¦ ,Undervoltage , governed by time delay, status reflects to both R1 & R2 ¦ ,Phase asymmetry, - ¦ ,Disconnection of neutral, governed by time delay, status reflects to both R1 & R2 ¦ ,Voltage Regeneration, governed by response time only, status reflects to both R1 & R2 ¦ ,Extreme undervoltage, governed by response time only, status reflects to both R1 & R2 ¦ ,Extreme overvoltage, governed by response time only, status reflects to both R1 & R2 ¦ ,Extreme asymmetry,
RM22TA31_9.0 | 10 x 106 cycles ¦ IEC61810-1
RM22TA31_92.0 | - ¦ IEC62314,Only for solid state output,
RM22TA31_93.0 | - ¦ IEC62314,Only for solid state output,
RM22TA31_94.0 | True RMS ¦ ,Measurement method,
RM22TA31_95.0 | - ¦ ,Phase lost , - ¦ ,Phase sequence, - ¦ ,Over / undervoltage (symmetry windows mode), - ¦ ,Over voltage, - ¦ ,Undervoltage , +5…+15 % in the ranges 3 x ~ 200…240 ¦ ,Phase asymmetry, - ¦ ,Disconnection of neutral, - ¦ ,Voltage Regeneration, - ¦ ,Extreme undervoltage, - ¦ ,Extreme Overvoltage, - ¦ ,Extreme Asymmetry,
RM22TA31_96.0 | Adjustable 0.1…30 ¦ ,"OFF" delay, - ¦ ,"ON" delay, - ¦ ,Inhibition,
RM22TA33 | 3K9 (refer absolute Humidity 36g/m3 as worst case product Mission Profile RH evaluation) ¦ IEC60721-3-3,Climatic category, Class C ¦ Germanisher Lloyd,Environmental category, 6 cycles 24h ; +25°C +55°C ; RH: 93%..97% ¦ IEC60947-5-1,Cyclic Damp Heat Test, 380..480 AC ¦ ,Supply,Rated - ¦ ,Input 1,Voltage - ¦ ,Input 2,Spec - ¦ ,Input 3, 250V ¦ ,Output 1, 250V ¦ ,Output 2, Resistive Voltage Step Down ¦ ,Measurement mode, Yes 1) Will always illuminated when power is supplied to the product - 1) When input monitored @ normal condition, output is always energized 2) When input monitored @ fault condition, output is always de-energized Cannot declare MTTF = MTTFd (Note: customer confuses as safety product) ¦ ,MTTFd, Cannot declare B10 = B10d (Note: customer confuses as safety product) ¦ ,B10d, Drawing / Diagram
RM22TA33_1.0 | 73 ¦ ,Depth,
RM22TA33_10.0 | =< 650 Internal Design spec: >300ms and =< 650ms when product is fully discharged at min rated voltage
RM22TA33_11.0 | ~ 3 x 380… 3 x 480 ~ 3 x 304…3 x 576
RM22TA33_12.0 | -20oC..+60oC @50Hz -20oC..+50oC @60Hz ¦ ,Operation,
RM22TA33_13.0 | -40oC..+70oC ¦ ,Storage,
RM22TA33_14.0 | 10gn - 16ms ; 1000 X 6 axis (Non-Operating) ¦ IEC60068-2-29
RM22TA33_15.0 | 6mm (Screw Terminal) ¦ ,Cable stripping length,
RM22TA33_16.0 | L1, L2, L3 ¦ ,Supply,Terminal - ¦ ,Input 1, - ¦ ,Input 2, - ¦ ,Input 3, 11,12,14 ¦ ,Output 1, 21,22,24 ¦ ,Output 2,
RM22TA33_17.0 | 1 conductor: 0.5…3.3 (AWG 20…AWG 12) 2 conductors: 0.5…2.5 (AWG 20…AWG 14) ¦ IEC60947-1,Solid cable without cable end (screw terminal), 1 conductor: 0.5…2.5 (AWG 20…AWG 14) 2 conductors: 0.5…1.5 (AWG 20…AWG 16) ¦ IEC60947-1,Flexible cable with cable end (screw terminal), - ¦ IEC60947-1,Solid cable (spring terminal), - ¦ IEC60947-1,Flexible cable (spring terminal),
RM22TA33_18.0 | Cadmium free
RM22TA33_19.0 | Output will be de-energized when activated
RM22TA33_2.0 | 90 ¦ ,Height,
RM22TA33_20.0 | - ¦ IEC60255-27,Supply / Input 1, - ¦ IEC60255-27,Supply / Input 2, - ¦ IEC60255-27,Supply / Input 3, 2.0kV, 50/60Hz for 1 min ¦ IEC60255-27,Supply / Output 1, 2.0kV, 50/60Hz for 1 min ¦ IEC60255-27,Supply / Output 2, 2.0kV, 50/60Hz for 1 min ¦ IEC60255-27,Output 1 / Output 2, - ¦ IEC60255-27,Input 1 / Output 1, - ¦ IEC60255-27,Input 1 / Output 2, - ¦ IEC60255-27,Input 2 / Output 1, - ¦ IEC60255-27,Input 2 / Output 2, - ¦ IEC60255-27,Input 3 / Output 1, - ¦ IEC60255-27,Input 3 / Output 2, - ¦ IEC60255-27,Input 1 / Input 2, - ¦ IEC60255-27,Input 2 / Input 3, - ¦ IEC60255-27,Input 1 / Input 3,
RM22TA33_21.0 | EN/IEC 60255-1/60255-26/60255-27; EN/IEC 61000-6-1 to 61000-6-4; UL 508; CSA C22.2 No. 14, GB/T14048.5 2014/35/EU 2014/30/EU 2011/65/EU
RM22TA33_22.0 | 1
RM22TA33_23.0 | IEC61000-6-1, IEC 61000-6-2 ¦ ,Generic immunity standard, Level III (Contact : 6kV / Air : 8kV) ¦ IEC61000-4-2,Electrostatic discharge, Level I (10V/m: 2.0GHz to 2.7GHz) Level II (10V/m: 1.4 GHz to 2.0GHz) Level III (10V/m : 80MHz to 1GHz) ¦ IEC61000-4-3,Radiated RF & electromagnetic field, Level IV (Supply: 4kV, 5kHz/100kHz) (I/O: 2kV, 5kHz/100kHz) ¦ IEC61000-4-4,Fast transient / burst, Level IV (Supply:CM: 4kV, DM: 2KV) (I/O:CM: 1kV, DM: 1KV) ¦ IEC61000-4-5,Surge, Level III (10Vrms : 0.15MHz to 80MHz) ¦ IEC61000-4-6,Conducted RF disturbance, Level IV (30A/m : continous) (300A/m : 3s) ¦ IEC61000-4-8,Power frequency magnetic field, Class II 0%, 1/2 cycle 0%, 1 cycle 70% 25 cycles (50Hz) 70%, 30 cycles (60Hz) 0%, 250 cycles (50Hz) 0%, 300 cycles (60Hz) ¦ IEC61000-4-11,Voltage dips, short interruption & variations on power line, Level III (Supply:CM: 2.5kV, DM: 1KV) (I/O:CM: 2.5kV, DM: 1KV) ¦ IEC61000-4-18,1 MHz oscillation wave, - ¦ IEC61000-4-29,DC voltage interruption, - ¦ IEC61000-4-13,Low frequency harmonics, DC Supply : 50 Hz to 10 kHz, 3Vrms (Max 2W) - Not applicable AC Supply : 1st…200th harmonics, Max 2W ¦ Germanisher Lloyd,Conducted low frequency interference (harmonics), IEC61000-6-3, IEC 61000-6-4 ¦ ,Generic emission standard, Class B ¦ EN55022 / CISPR22,Radiated RF & electromagnetic field (IT equiment), Class B, Group 1 ¦ EN55011 / CISPR11,Radiated RF & electromagnetic field (Medical equiment), EMC 2 ¦ Germanisher Lloyd,Radiated emission from enclosure port, Class B ¦ EN55022 / CISPR22,Conducted RF emission on power line (IT equiment), Class B, Group 1 ¦ EN55011 / CISPR11,Conducted RF emission on power line (Medical equiment), EMC 2 ¦ Germanisher Lloyd,Conducted emission,
RM22TA33_24.0 | All phase cut recover ¦ ,Phase cut, Total phase swap recover Internal design spec: L23 lags L13 < 180o ¦ ,Phase sequence, - ¦ ,Over / undervoltage (symmetry windows mode), - ¦ ,Over voltage, - ¦ ,Undervoltage , Fixed 2% of selected Un Internal design spec: 2% +/- 1.5% ¦ ,Phase asymmetry, - ¦ ,Disconnection of neutral, Fixed 2% of selected Un Internal design spec: 2% +/- 1.5% ¦ ,Voltage Regeneration, All phases > 315V Internal design spec: All phases >296V +/- 5% ¦ ,Extreme undervoltage (Phase loss), Internal design spec: All phases <583V +/- 5% ¦ ,Extreme Overvoltage, - ¦ ,Extreme Asymmetry,
RM22TA33_25.0 | 50 / 60 ¦ ,Rated frequency, 45…66 ¦ ,Frequency operating range,
RM22TA33_26.0 | 380, 400, 415, 440, 480 ¦ ,Input nominal voltage selection,
RM22TA33_27.0 | L1-L2-L3 ¦ ,Input terminal,
RM22TA33_28.0 | - ¦ ,Internal input resistance,
RM22TA33_29.0 | IP20 ¦ IEC60529,Terminal Block, IP40 ¦ IEC60529,Housing, IP50 (With Transparent Cover) ¦ IEC60529,Front Panel,
RM22TA33_298.0 | 95
RM22TA33_3.0 | 22.5 ¦ ,Width,
RM22TA33_30.0 | Dial pointer (Green) R (Amber) Def (Red) Dial pointer - ON ¦ ,Power supply availability, Dial pointer - OFF ¦ ,Power supply not availability, R - Slow Blink (50% ON; 50% OFF) @ 1Hz ¦ ,Timing in-progress, R - ON ¦ ,Output is energized, R - OFF ¦ ,Output is de-energized, All LEDs - Fast Blink (5% ON; 95% OFF) @ 1Hz ¦ ,Range Setting Changes, Def - Permanent OFF ¦ ,Phase Cut, Def - Permanent ON ¦ ,Phase Sequence Swap, - ¦ ,Undervoltage <U, - ¦ ,Overvoltage >U, Def - Slow Blink (50% ON; 50% OFF) @ 1Hz ¦ ,Phase Asymmetry, Def - Slow Blink (50% ON; 50% OFF) @ 1Hz ¦ ,Voltage Regeneration, Def - Permanent OFF ¦ ,Extreme Undervoltage <U (Phase loss), Def - Permanent ON ¦ ,Extreme Overvoltage >U, Def - Permanent OFF ¦ ,Extreme Phase Asymmetry,
RM22TA33_31.0 | UL, CSA, DNVGL, RCM, EAC, CCC, CE, China ROHS
RM22TA33_32.0 | UL, CSA, DNVGL, RCM, EAC, CCC, CE, China ROHS
RM22TA33_33.0 | 6 cycles 24h ; +25°C +55°C ; RH: 93%..97% ¦ IEC60068-2-30,Damp heat,XX
RM22TA33_34.0 | =< 1500 at maximum rated supply voltage ¦ ,through Un power reset, - ¦ ,through front panel reset, - ¦ ,through input control reset,
RM22TA33_35.0 | =< 300 ¦ ,on crossing the threshold, - - - -
RM22TA33_36.0 | Horizontal (x,z): ±3.5mm from 1Hz…9Hz 1g from 9Hz..35Hz Vertical (y): ±1.5mm from 1Hz…9Hz 0.5g from 9Hz..35Hz ¦ IEC60068-3-3
RM22TA33_37.0 | 15gn - 11ms ; 3 X 6 axis (Non-Operating) 5gn - 11ms ; 3 X 6 axis (Operating) ¦ IEC60068-2-27
RM22TA33_38.0 | 50 / 60 45…66
RM22TA33_39.0 | L1-L3
RM22TA33_4.0 | - ¦ IEC60255-27,Supply / Input 1, - ¦ IEC60255-27,Supply / Input 2, - ¦ IEC60255-27,Supply / Input 3, >100 MOhm at 500 V DC ¦ IEC60255-27,Supply / Output 1, >100 MOhm at 500 V DC ¦ IEC60255-27,Supply / Output 2, >100 MOhm at 500 V DC ¦ IEC60255-27,Output 1 / Output 2, - ¦ IEC60255-27,Input 1 / Output 1, - ¦ IEC60255-27,Input 1 / Output 2, - ¦ IEC60255-27,Input 2 / Output 1, - ¦ IEC60255-27,Input 2 / Output 2, - ¦ IEC60255-27,Input 3 / Output 1, - ¦ IEC60255-27,Input 3 / Output 2, - ¦ IEC60255-27,Input 1 / Input 2, - ¦ IEC60255-27,Input 2 / Input 3, - ¦ IEC60255-27,Input 1 / Input 3,
RM22TA33_40.0 | 3 ¦ IEC60664-1
RM22TA33_41.0 | 8A ¦ IEC60947-5-1
RM22TA33_42.0 | 0.6…1 Nm ¦ IEC60947-1,Tightening torque,
RM22TA33_43.0 | 0.075 mm (f = 10...58.1 Hz), 1 gn (f = 58.1...150Hz) (Non-Operating) 0.035 mm (f = 10...60.1 Hz), 0.5 gn (f = 60.1...150Hz) (Operating) ¦ IEC60068-2-6
RM22TA33_44.0 | +/- 10% of selected Un Internal Design spec: 9% of selected Un (5% Base accuracy, 2% Marking, 2% Equipment uncertainty) ¦ ,Setting accuracy,
RM22TA33_45.0 | +/- 10% of full scales value Internal Design Spec: +/- 10% of full scales value (potentiometer turns left to right and oppossite)
RM22TA33_46.0 | +/- 0.5% ¦ ,Repeat accuracy (constant parameters),
RM22TA33_47.0 | +/- 3%
RM22TA33_48.0 | 3,400,000 hours ¦ ,MTTF, 350,000 hours ¦ ,B10,
RM22TA33_49.0 | 8A ¦ IEC60947-5-1,Relay Output by external fuse, - ¦ IEC62314,Solid State Output by external fuse,
RM22TA33_5.0 | =<20 @ Output Energized Internal Design Spec: =<40 @ Output Energized
RM22TA33_50.0 | Any position ¦ ,In relation to normal vertical mounting plane,
RM22TA33_51.0 | On 35 mm DIN rail ¦ IEC/EN 60715,Without socket, - ¦ IEC/EN 60715,With socket,
RM22TA33_53.0 | 15-16-18, 25-26-28
RM22TA33_54.0 | 2 x C/O relay contacts
RM22TA33_55.0 | 3 ¦ IEC60664-1
RM22TA33_58.0 | 150ms / measurement as true rms value ¦ ,Maximum measuring cycles,
RM22TA33_59.0 | 250V ¦ ,Maximum switching voltage, 8A ¦ ,Maximum switching current, - ¦ ,Maximum switching capacity,
RM22TA33_6.0 | NO: 250VAC/8A, 75k cycles NO: 250VAC/5A, 100k cycles ¦ IEC60947-4-1,AC-1, NO: 24VDC/5A, 100k cycles ¦ IEC60947-4-1,DC-1, NO: 250VAC/0.15A, 100k cycles ¦ IEC60947-5-1,AC-15, NO: 24VDC/1A, 100k cycles ¦ IEC60947-5-1,DC-13,
RM22TA33_60.0 | - ¦ IEC60947-5-4,Minimum switching voltage, - ¦ IEC60947-5-4,Minimum switching current, NO: 12V/10mA, MCTF > 80,000,000 ¦ IEC60947-5-4,Minimum switching capacity,
RM22TA33_61.0 | 1x product height ¦ ,Horizontal, 1x product width ¦ ,Vertical,
RM22TA33_62.0 | 1
RM22TA33_63.0 | Energized on fault-free ¦ ,R1 (11-12-14), Energized on fault-free ¦ ,R2 (21-22-24),
RM22TA33_64.0 | -
RM22TA33_65.0 | -
RM22TA33_66.0 | - ¦ ,permissible input overload,
RM22TA33_67.0 | 15VA
RM22TA33_68.0 | Yes ¦ ,"OFF" delay, - ¦ ,"ON" delay, - ¦ ,Inhibition,
RM22TA33_69.0 | 1 or more phase cut ¦ ,Phase cut, Total swap of phase Internal design spec: L23 lags L13 >= 180o ¦ ,Phase sequence, - ¦ ,Over / undervoltage (symmetry windows mode), - ¦ ,Over voltage, - ¦ ,Undervoltage , Adjustable 5%...15% of selected Un ¦ ,Phase asymmetry, - ¦ ,Disconnection of neutral, 1 or more phase < 70% of selected Un Internal design spec: 30% +/- 5% ¦ ,Voltage Regeneration, 1 or more phase < 250V Internal design spec: 1 or more phase <290V +/- 5% ¦ ,Extreme undervoltage (Phase loss), Internal design spec: 593V +/- 5% ¦ ,Extreme Overvoltage, Internal design spec: 48% +/- 6% ¦ ,Extreme Asymmetry,
RM22TA33_7.0 | 4kV, OVC3 ¦ IEC60664-1,Supply, - ¦ IEC60664-1,Input 1, - ¦ IEC60664-1,Input 2, - ¦ IEC60664-1,Input 3, - ¦ IEC60664-1,Output 1, - ¦ IEC60664-1,Output 2, - ¦ IEC60664-1,Supply / Input 1,Galvanic - ¦ IEC60664-1,Supply / Input 2,Isolated - ¦ IEC60664-1,Supply / Input 3,Circuit 4kV, OVC3 ¦ IEC60664-1,Supply / Output 1, 4kV, OVC3 ¦ IEC60664-1,Supply / Output 2, 4kV, OVC3 ¦ IEC60664-1,Output 1 / Output 2, - ¦ IEC60664-1,Input 1 / Output 1, - ¦ IEC60664-1,Input 1 / Output 2, - ¦ IEC60664-1,Input 2 / Output 1, - ¦ IEC60664-1,Input 2 / Output 2, - ¦ IEC60664-1,Input 3 / Output 1, - ¦ IEC60664-1,Input 3 / Output 2, - ¦ IEC60664-1,Input 1 / Input 2, - ¦ IEC60664-1,Input 2 / Input 3, - ¦ IEC60664-1,Input 1 / Input 3,
RM22TA33_70.0 | < 1 < 0.05
RM22TA33_71.0 | < 1% of selected Un ¦ ,Measurement error with supply voltage variation, < 0.05% / oC ¦ ,Measurement error with temperature variation,
RM22TA33_77.0 | 8A ¦ IEC61810-1,Rated switching current,
RM22TA33_78.0 | 250V ¦ IEC61810-1,Rated switching voltage,
RM22TA33_8.0 | 500V ¦ IEC60664-1,Supply, - ¦ IEC60664-1,Input 1, - ¦ IEC60664-1,Input 2, - ¦ IEC60664-1,Input 3, 250V ¦ IEC60664-1,Output 1, 250V ¦ IEC60664-1,Output 2, - ¦ IEC60664-1,Supply / Input 1,Galvanic - ¦ IEC60664-1,Supply / Input 2,Isolated - ¦ IEC60664-1,Supply / Input 3,Circuit 500V ¦ IEC60664-1,Supply / Output 1, 500V ¦ IEC60664-1,Supply / Output 2, 250V ¦ IEC60664-1,Output 1 / Output 2, - ¦ IEC60664-1,Input 1 / Output 1, - ¦ IEC60664-1,Input 1 / Output 2, - ¦ IEC60664-1,Input 2 / Output 1, - ¦ IEC60664-1,Input 2 / Output 2, - ¦ IEC60664-1,Input 3 / Output 1, - ¦ IEC60664-1,Input 3 / Output 2, - ¦ IEC60664-1,Input 1 / Input 2, - ¦ IEC60664-1,Input 2 / Input 3, - ¦ IEC60664-1,Input 1 / Input 3,
RM22TA33_81.0 | governed by response time only, status reflects to both R1 & R2 ¦ ,Phase lost , governed by response time only, status reflects to both R1 & R2 ¦ ,Phase sequence, - ¦ ,Over / undervoltage (symmetry windows mode), - ¦ ,Over voltage, - ¦ ,Undervoltage , governed by time delay, status reflects to both R1 & R2 ¦ ,Phase asymmetry, - ¦ ,Disconnection of neutral, governed by time delay, status reflects to both R1 & R2 ¦ ,Voltage Regeneration, governed by response time only, status reflects to both R1 & R2 ¦ ,Extreme undervoltage, governed by response time only, status reflects to both R1 & R2 ¦ ,Extreme overvoltage, governed by response time only, status reflects to both R1 & R2 ¦ ,Extreme asymmetry,
RM22TA33_9.0 | 10 x 106 cycles ¦ IEC61810-1
RM22TA33_92.0 | - ¦ IEC62314,Only for solid state output,
RM22TA33_93.0 | - ¦ IEC62314,Only for solid state output,
RM22TA33_94.0 | True RMS ¦ ,Measurement method,
RM22TA33_95.0 | - ¦ ,Phase lost , - ¦ ,Phase sequence, - ¦ ,Over / undervoltage (symmetry windows mode), - ¦ ,Over voltage, - ¦ ,Undervoltage , +5…+15 % in the ranges 3 x ~ 380…480 ¦ ,Phase asymmetry, - ¦ ,Disconnection of neutral, - ¦ ,Voltage Regeneration, - ¦ ,Extreme undervoltage, - ¦ ,Extreme Overvoltage, - ¦ ,Extreme Asymmetry,
RM22TA33_96.0 | Adjustable 0.1…30 ¦ ,"OFF" delay, - ¦ ,"ON" delay, - ¦ ,Inhibition,
RM22TG20 | 3K9 (refer absolute Humidity 36g/m3 as worst case product Mission Profile RH evaluation) ¦ IEC60721-3-3,Climatic category, Class C ¦ Germanisher Lloyd,Environmental category, 6 cycles 24h ; +25°C +55°C ; RH: 93%..97% ¦ IEC60947-5-1,Cyclic Damp Heat Test, 208..480 AC ¦ ,Supply,Rated - ¦ ,Input 1,Voltage - ¦ ,Input 2,Spec - ¦ ,Input 3, 250V ¦ ,Output 1, 250V ¦ ,Output 2, Resistive Voltage Step Down ¦ ,Measurement mode, No 1) Will always illuminated when power is supplied to the product - 1) When input monitored @ normal condition, output is always energized 2) When input monitored @ fault condition, output is always de-energized Cannot declare MTTF = MTTFd (Note: customer confuses as safety product) ¦ ,MTTFd, Cannot declare B10 = B10d (Note: customer confuses as safety product) ¦ ,B10d, Drawing / Diagram
RM22TG20_1.0 | 73 ¦ ,Depth,
RM22TG20_10.0 | =< 650 Internal Design spec: >300ms and =< 650ms when product is fully discharged at min rated voltage
RM22TG20_11.0 | ~ 3 x 208…3 x 480 ~ 3 x 183…3 x 528
RM22TG20_12.0 | -20oC..+60oC @50Hz -20oC..+50oC @60Hz ¦ ,Operation,
RM22TG20_13.0 | -40oC..+70oC ¦ ,Storage,
RM22TG20_14.0 | 10gn - 16ms ; 1000 X 6 axis (Non-Operating) ¦ IEC60068-2-29
RM22TG20_15.0 | 6mm (Screw Terminal) ¦ ,Cable stripping length,
RM22TG20_16.0 | L1, L2, L3 ¦ ,Supply,Terminal - ¦ ,Input 1, - ¦ ,Input 2, - ¦ ,Input 3, 11,12,14 ¦ ,Output 1, 21,22,24 ¦ ,Output 2,
RM22TG20_17.0 | 1 conductor: 0.5…3.3 (AWG 20…AWG 12) 2 conductors: 0.5…2.5 (AWG 20…AWG 14) ¦ IEC60947-1,Solid cable without cable end (screw terminal), 1 conductor: 0.5…2.5 (AWG 20…AWG 14) 2 conductors: 0.5…1.5 (AWG 20…AWG 16) ¦ IEC60947-1,Flexible cable with cable end (screw terminal), - ¦ IEC60947-1,Solid cable (spring terminal), - ¦ IEC60947-1,Flexible cable (spring terminal),
RM22TG20_18.0 | Cadmium free
RM22TG20_19.0 | Output will be de-energized when activated
RM22TG20_2.0 | 90 ¦ ,Height,
RM22TG20_20.0 | - ¦ IEC60255-27,Supply / Input 1, - ¦ IEC60255-27,Supply / Input 2, - ¦ IEC60255-27,Supply / Input 3, 2.0kV, 50/60Hz for 1 min ¦ IEC60255-27,Supply / Output 1, 2.0kV, 50/60Hz for 1 min ¦ IEC60255-27,Supply / Output 2, 2.0kV, 50/60Hz for 1 min ¦ IEC60255-27,Output 1 / Output 2, - ¦ IEC60255-27,Input 1 / Output 1, - ¦ IEC60255-27,Input 1 / Output 2, - ¦ IEC60255-27,Input 2 / Output 1, - ¦ IEC60255-27,Input 2 / Output 2, - ¦ IEC60255-27,Input 3 / Output 1, - ¦ IEC60255-27,Input 3 / Output 2, - ¦ IEC60255-27,Input 1 / Input 2, - ¦ IEC60255-27,Input 2 / Input 3, - ¦ IEC60255-27,Input 1 / Input 3,
RM22TG20_21.0 | EN/IEC 60255-1/60255-26/60255-27; EN/IEC 61000-6-1 to 61000-6-4; UL 508; CSA C22.2 No. 14, GB/T14048.5 2014/35/EU 2014/30/EU 2011/65/EU
RM22TG20_22.0 | 1
RM22TG20_23.0 | IEC61000-6-1, IEC 61000-6-2 ¦ ,Generic immunity standard, Level III (Contact : 6kV / Air : 8kV) ¦ IEC61000-4-2,Electrostatic discharge, Level I (10V/m: 2.0GHz to 2.7GHz) Level II (10V/m: 1.4 GHz to 2.0GHz) Level III (10V/m : 80MHz to 1GHz) ¦ IEC61000-4-3,Radiated RF & electromagnetic field, Level IV (Supply: 4kV, 5kHz/100kHz) (I/O: 2kV, 5kHz/100kHz) ¦ IEC61000-4-4,Fast transient / burst, Level IV (Supply:CM: 4kV, DM: 2KV) (I/O:CM: 1kV, DM: 1KV) ¦ IEC61000-4-5,Surge, Level III (10Vrms : 0.15MHz to 80MHz) ¦ IEC61000-4-6,Conducted RF disturbance, Level IV (30A/m : continous) (300A/m : 3s) ¦ IEC61000-4-8,Power frequency magnetic field, Class II 0%, 1/2 cycle 0%, 1 cycle 70% 25 cycles (50Hz) 70%, 30 cycles (60Hz) 0%, 250 cycles (50Hz) 0%, 300 cycles (60Hz) ¦ IEC61000-4-11,Voltage dips, short interruption & variations on power line, Level III (Supply:CM: 2.5kV, DM: 1KV) (I/O:CM: 2.5kV, DM: 1KV) ¦ IEC61000-4-18,1 MHz oscillation wave, - ¦ IEC61000-4-29,DC voltage interruption, - ¦ IEC61000-4-13,Low frequency harmonics, DC Supply : 50 Hz to 10 kHz, 3Vrms (Max 2W) - Not applicable AC Supply : 1st…200th harmonics, Max 2W ¦ Germanisher Lloyd,Conducted low frequency interference (harmonics), IEC61000-6-3, IEC 61000-6-4 ¦ ,Generic emission standard, Class B ¦ EN55022 / CISPR22,Radiated RF & electromagnetic field (IT equiment), Class B, Group 1 ¦ EN55011 / CISPR11,Radiated RF & electromagnetic field (Medical equiment), EMC 2 ¦ Germanisher Lloyd,Radiated emission from enclosure port, Class B ¦ EN55022 / CISPR22,Conducted RF emission on power line (IT equiment), Class B, Group 1 ¦ EN55011 / CISPR11,Conducted RF emission on power line (Medical equiment), EMC 2 ¦ Germanisher Lloyd,Conducted emission,
RM22TG20_24.0 | All phase cut recover ¦ ,Phase cut, Total phase swap recover Internal design spec: L31 lag L21 >= 15o or L31 lag L21 <= 135o ¦ ,Phase sequence, - ¦ ,Over / undervoltage (symmetry windows mode), - ¦ ,Over voltage, - ¦ ,Undervoltage , - ¦ ,Phase asymmetry, - ¦ ,Disconnection of neutral, - ¦ ,Voltage Regeneration, All phases > 183V Internal design spec: All phases >153V +/- 10% ¦ ,Extreme undervoltage (Phase loss), - ¦ ,Extreme Overvoltage, - ¦ ,Extreme Asymmetry,
RM22TG20_25.0 | 50 / 60 ¦ ,Rated frequency, 45…66 ¦ ,Frequency operating range,
RM22TG20_26.0 | - ¦ ,Input nominal voltage selection,
RM22TG20_27.0 | L1-L2-L3 ¦ ,Input terminal,
RM22TG20_28.0 | - ¦ ,Internal input resistance,
RM22TG20_29.0 | IP20 ¦ IEC60529,Terminal Block, IP40 ¦ IEC60529,Housing, IP50 (With Transparent Cover) ¦ IEC60529,Front Panel,
RM22TG20_298.0 | 95
RM22TG20_3.0 | 22.5 ¦ ,Width,
RM22TG20_30.0 | Un (Green) R (Amber) Un - ON ¦ ,Power supply availability, Un - OFF ¦ ,Power supply not availability, - ¦ ,Timing in-progress, R - ON ¦ ,Output is energized, R - OFF ¦ ,Output is de-energized, - ¦ ,Range Setting Changes, - ¦ ,Phase Cut, - ¦ ,Phase Sequence Swap, - ¦ ,Undervoltage <U, - ¦ ,Overvoltage >U, - ¦ ,Phase Asymmetry, - ¦ ,Voltage Regeneration, - ¦ ,Extreme Undervoltage <U (Phase loss), - ¦ ,Extreme Overvoltage >U, - ¦ ,Extreme Phase Asymmetry,
RM22TG20_31.0 | UL, CSA, DNVGL, RCM, EAC, CCC, CE, China ROHS
RM22TG20_32.0 | UL, CSA, DNVGL, RCM, EAC, CCC, CE, China ROHS
RM22TG20_33.0 | 6 cycles 24h ; +25°C +55°C ; RH: 93%..97% ¦ IEC60068-2-30,Damp heat,XX
RM22TG20_34.0 | =< 1500 at maximum rated supply voltage ¦ ,through Un power reset, - ¦ ,through front panel reset, - ¦ ,through input control reset,
RM22TG20_35.0 | =< 200 ¦ ,on crossing the threshold, - - - -
RM22TG20_36.0 | Horizontal (x,z): ±3.5mm from 1Hz…9Hz 1g from 9Hz..35Hz Vertical (y): ±1.5mm from 1Hz…9Hz 0.5g from 9Hz..35Hz ¦ IEC60068-3-3
RM22TG20_37.0 | 15gn - 11ms ; 3 X 6 axis (Non-Operating) 5gn - 11ms ; 3 X 6 axis (Operating) ¦ IEC60068-2-27
RM22TG20_38.0 | 50 / 60 45…66
RM22TG20_39.0 | L1-L3
RM22TG20_4.0 | - ¦ IEC60255-27,Supply / Input 1, - ¦ IEC60255-27,Supply / Input 2, - ¦ IEC60255-27,Supply / Input 3, >100 MOhm at 500 V DC ¦ IEC60255-27,Supply / Output 1, >100 MOhm at 500 V DC ¦ IEC60255-27,Supply / Output 2, >100 MOhm at 500 V DC ¦ IEC60255-27,Output 1 / Output 2, - ¦ IEC60255-27,Input 1 / Output 1, - ¦ IEC60255-27,Input 1 / Output 2, - ¦ IEC60255-27,Input 2 / Output 1, - ¦ IEC60255-27,Input 2 / Output 2, - ¦ IEC60255-27,Input 3 / Output 1, - ¦ IEC60255-27,Input 3 / Output 2, - ¦ IEC60255-27,Input 1 / Input 2, - ¦ IEC60255-27,Input 2 / Input 3, - ¦ IEC60255-27,Input 1 / Input 3,
RM22TG20_40.0 | 3 ¦ IEC60664-1
RM22TG20_41.0 | 8A ¦ IEC60947-5-1
RM22TG20_42.0 | 0.6…1 Nm ¦ IEC60947-1,Tightening torque,
RM22TG20_43.0 | 0.075 mm (f = 10...58.1 Hz), 1 gn (f = 58.1...150Hz) (Non-Operating) 0.035 mm (f = 10...60.1 Hz), 0.5 gn (f = 60.1...150Hz) (Operating) ¦ IEC60068-2-6
RM22TG20_44.0 | - ¦ ,Setting accuracy,
RM22TG20_45.0 | -
RM22TG20_46.0 | +/- 0.5% ¦ ,Repeat accuracy (constant parameters),
RM22TG20_47.0 | -
RM22TG20_48.0 | 8,100,000 hours ¦ ,MTTF, 850,000 hours ¦ ,B10,
RM22TG20_49.0 | 8A ¦ IEC60947-5-1,Relay Output by external fuse, - ¦ IEC62314,Solid State Output by external fuse,
RM22TG20_5.0 | =<20 @ Output Energized Internal Design Spec: =<40 @ Output Energized
RM22TG20_50.0 | Any position ¦ ,In relation to normal vertical mounting plane,
RM22TG20_51.0 | On 35 mm DIN rail ¦ IEC/EN 60715,Without socket, - ¦ IEC/EN 60715,With socket,
RM22TG20_53.0 | 15-16-18, 25-26-28
RM22TG20_54.0 | 2 x C/O relay contacts
RM22TG20_55.0 | 3 ¦ IEC60664-1
RM22TG20_58.0 | - ¦ ,Maximum measuring cycles,
RM22TG20_59.0 | 250V ¦ ,Maximum switching voltage, 8A ¦ ,Maximum switching current, - ¦ ,Maximum switching capacity,
RM22TG20_6.0 | NO: 250VAC/8A, 75k cycles NO: 250VAC/5A, 100k cycles ¦ IEC60947-4-1,AC-1, NO: 24VDC/5A, 100k cycles ¦ IEC60947-4-1,DC-1, NO: 250VAC/0.15A, 100k cycles ¦ IEC60947-5-1,AC-15, NO: 24VDC/1A, 100k cycles ¦ IEC60947-5-1,DC-13,
RM22TG20_60.0 | - ¦ IEC60947-5-4,Minimum switching voltage, - ¦ IEC60947-5-4,Minimum switching current, NO: 12V/10mA, MCTF > 80,000,000 ¦ IEC60947-5-4,Minimum switching capacity,
RM22TG20_61.0 | 1x product height ¦ ,Horizontal, 1x product width ¦ ,Vertical,
RM22TG20_62.0 | 1
RM22TG20_63.0 | Energized on fault-free ¦ ,R1 (11-12-14), Energized on fault-free ¦ ,R2 (21-22-24),
RM22TG20_64.0 | -
RM22TG20_65.0 | -
RM22TG20_66.0 | - ¦ ,permissible input overload,
RM22TG20_67.0 | 18VA @ 480VAC, 60Hz 12VA @ 400VAC, 50Hz
RM22TG20_68.0 | Yes ¦ ,"OFF" delay, - ¦ ,"ON" delay, - ¦ ,Inhibition,
RM22TG20_69.0 | 1 or more phase cut ¦ ,Phase cut, Total swap of phase Internal design spec: L31 lag L21 =< 10o or L31 lag L21 >= 150o ¦ ,Phase sequence, - ¦ ,Over / undervoltage (symmetry windows mode), - ¦ ,Over voltage, - ¦ ,Undervoltage , - ¦ ,Phase asymmetry, - ¦ ,Disconnection of neutral, - ¦ ,Voltage Regeneration, 2 or more phase < 100V Internal design spec: 2 or more phase <150V +/- 10% ¦ ,Extreme undervoltage (Phase loss), - ¦ ,Extreme Overvoltage, - ¦ ,Extreme Asymmetry,
RM22TG20_7.0 | 4kV, OVC3 ¦ IEC60664-1,Supply, - ¦ IEC60664-1,Input 1, - ¦ IEC60664-1,Input 2, - ¦ IEC60664-1,Input 3, - ¦ IEC60664-1,Output 1, - ¦ IEC60664-1,Output 2, - ¦ IEC60664-1,Supply / Input 1,Galvanic - ¦ IEC60664-1,Supply / Input 2,Isolated - ¦ IEC60664-1,Supply / Input 3,Circuit 4kV, OVC3 ¦ IEC60664-1,Supply / Output 1, 4kV, OVC3 ¦ IEC60664-1,Supply / Output 2, 4kV, OVC3 ¦ IEC60664-1,Output 1 / Output 2, - ¦ IEC60664-1,Input 1 / Output 1, - ¦ IEC60664-1,Input 1 / Output 2, - ¦ IEC60664-1,Input 2 / Output 1, - ¦ IEC60664-1,Input 2 / Output 2, - ¦ IEC60664-1,Input 3 / Output 1, - ¦ IEC60664-1,Input 3 / Output 2, - ¦ IEC60664-1,Input 1 / Input 2, - ¦ IEC60664-1,Input 2 / Input 3, - ¦ IEC60664-1,Input 1 / Input 3,
RM22TG20_70.0 | - -
RM22TG20_71.0 | - ¦ ,Measurement error with supply voltage variation, - ¦ ,Measurement error with temperature variation,
RM22TG20_77.0 | 8A ¦ IEC61810-1,Rated switching current,
RM22TG20_78.0 | 250V ¦ IEC61810-1,Rated switching voltage,
RM22TG20_8.0 | 500V ¦ IEC60664-1,Supply, - ¦ IEC60664-1,Input 1, - ¦ IEC60664-1,Input 2, - ¦ IEC60664-1,Input 3, 250V ¦ IEC60664-1,Output 1, 250V ¦ IEC60664-1,Output 2, - ¦ IEC60664-1,Supply / Input 1,Galvanic - ¦ IEC60664-1,Supply / Input 2,Isolated - ¦ IEC60664-1,Supply / Input 3,Circuit 500V ¦ IEC60664-1,Supply / Output 1, 500V ¦ IEC60664-1,Supply / Output 2, 250V ¦ IEC60664-1,Output 1 / Output 2, - ¦ IEC60664-1,Input 1 / Output 1, - ¦ IEC60664-1,Input 1 / Output 2, - ¦ IEC60664-1,Input 2 / Output 1, - ¦ IEC60664-1,Input 2 / Output 2, - ¦ IEC60664-1,Input 3 / Output 1, - ¦ IEC60664-1,Input 3 / Output 2, - ¦ IEC60664-1,Input 1 / Input 2, - ¦ IEC60664-1,Input 2 / Input 3, - ¦ IEC60664-1,Input 1 / Input 3,
RM22TG20_81.0 | governed by response time only, status reflects to both R1 & R2 ¦ ,Phase lost , governed by response time only, status reflects to both R1 & R2 ¦ ,Phase sequence, - ¦ ,Over / undervoltage (symmetry windows mode), - ¦ ,Over voltage, - ¦ ,Undervoltage , - ¦ ,Phase asymmetry, - ¦ ,Disconnection of neutral, - ¦ ,Voltage Regeneration, governed by response time only, status reflects to both R1 & R2 ¦ ,Extreme undervoltage, - ¦ ,Extreme overvoltage, - ¦ ,Extreme asymmetry,
RM22TG20_9.0 | 10 x 106 cycles ¦ IEC61810-1
RM22TG20_92.0 | - ¦ IEC62314,Only for solid state output,
RM22TG20_93.0 | - ¦ IEC62314,Only for solid state output,
RM22TG20_94.0 | Non True RMS ¦ ,Measurement method,
RM22TG20_95.0 | - ¦ ,Phase lost , - ¦ ,Phase sequence, - ¦ ,Over / undervoltage (symmetry windows mode), - ¦ ,Over voltage, - ¦ ,Undervoltage , - ¦ ,Phase asymmetry, - ¦ ,Disconnection of neutral, - ¦ ,Voltage Regeneration, - ¦ ,Extreme undervoltage, - ¦ ,Extreme Overvoltage, - ¦ ,Extreme Asymmetry,
RM22TG20_96.0 | - ¦ ,"OFF" delay, - ¦ ,"ON" delay, - ¦ ,Inhibition,
RM22TR31 | 3K9 (refer absolute Humidity 36g/m3 as worst case product Mission Profile RH evaluation) ¦ IEC60721-3-3,Climatic category, Class C ¦ Germanisher Lloyd,Environmental category, 6 cycles 24h ; +25°C +55°C ; RH: 93%..97% ¦ IEC60947-5-1,Cyclic Damp Heat Test, 208..240 AC ¦ ,Supply,Rated - ¦ ,Input 1,Voltage - ¦ ,Input 2,Spec - ¦ ,Input 3, 250V ¦ ,Output 1, 250V ¦ ,Output 2, Resistive Voltage Step Down ¦ ,Measurement mode, Yes 1) Will always illuminated when power is supplied to the product - 1) When input monitored @ normal condition, output is always energized 2) When input monitored @ fault condition, output is always de-energized Cannot declare MTTF = MTTFd (Note: customer confuses as safety product) ¦ ,MTTFd, Cannot declare B10 = B10d (Note: customer confuses as safety product) ¦ ,B10d, Drawing / Diagram
RM22TR31_1.0 | 73 ¦ ,Depth,
RM22TR31_10.0 | =< 650 Internal Design spec: >300ms and =< 650ms when product is fully discharged at min rated voltage
RM22TR31_11.0 | ~ 3 x 200…3 x 240 ~ 3 x 160…3 x 288
RM22TR31_12.0 | -20oC..+60oC @50Hz -20oC..+50oC @60Hz ¦ ,Operation,
RM22TR31_13.0 | -40oC..+70oC ¦ ,Storage,
RM22TR31_14.0 | 10gn - 16ms ; 1000 X 6 axis (Non-Operating) ¦ IEC60068-2-29
RM22TR31_15.0 | 6mm (Screw Terminal) ¦ ,Cable stripping length,
RM22TR31_16.0 | L1, L2, L3 ¦ ,Supply,Terminal - ¦ ,Input 1, - ¦ ,Input 2, - ¦ ,Input 3, 11,12,14 ¦ ,Output 1, 21,22,24 ¦ ,Output 2,
RM22TR31_17.0 | 1 conductor: 0.5…3.3 (AWG 20…AWG 12) 2 conductors: 0.5…2.5 (AWG 20…AWG 14) ¦ IEC60947-1,Solid cable without cable end (screw terminal), 1 conductor: 0.5…2.5 (AWG 20…AWG 14) 2 conductors: 0.5…1.5 (AWG 20…AWG 16) ¦ IEC60947-1,Flexible cable with cable end (screw terminal), - ¦ IEC60947-1,Solid cable (spring terminal), - ¦ IEC60947-1,Flexible cable (spring terminal),
RM22TR31_18.0 | Cadmium free
RM22TR31_19.0 | Output will be de-energized when activated
RM22TR31_2.0 | 90 ¦ ,Height,
RM22TR31_20.0 | - ¦ IEC60255-27,Supply / Input 1, - ¦ IEC60255-27,Supply / Input 2, - ¦ IEC60255-27,Supply / Input 3, 2.0kV, 50/60Hz for 1 min ¦ IEC60255-27,Supply / Output 1, 2.0kV, 50/60Hz for 1 min ¦ IEC60255-27,Supply / Output 2, 2.0kV, 50/60Hz for 1 min ¦ IEC60255-27,Output 1 / Output 2, - ¦ IEC60255-27,Input 1 / Output 1, - ¦ IEC60255-27,Input 1 / Output 2, - ¦ IEC60255-27,Input 2 / Output 1, - ¦ IEC60255-27,Input 2 / Output 2, - ¦ IEC60255-27,Input 3 / Output 1, - ¦ IEC60255-27,Input 3 / Output 2, - ¦ IEC60255-27,Input 1 / Input 2, - ¦ IEC60255-27,Input 2 / Input 3, - ¦ IEC60255-27,Input 1 / Input 3,
RM22TR31_21.0 | EN/IEC 60255-1/60255-26/60255-27; EN/IEC 61000-6-1 to 61000-6-4; UL 508; CSA C22.2 No. 14, GB/T14048.5 2014/35/EU 2014/30/EU 2011/65/EU
RM22TR31_22.0 | 1
RM22TR31_23.0 | IEC61000-6-1, IEC 61000-6-2 ¦ ,Generic immunity standard, Level III (Contact : 6kV / Air : 8kV) ¦ IEC61000-4-2,Electrostatic discharge, Level I (10V/m: 2.0GHz to 2.7GHz) Level II (10V/m: 1.4 GHz to 2.0GHz) Level III (10V/m : 80MHz to 1GHz) ¦ IEC61000-4-3,Radiated RF & electromagnetic field, Level IV (Supply: 4kV, 5kHz/100kHz) (I/O: 2kV, 5kHz/100kHz) ¦ IEC61000-4-4,Fast transient / burst, Level IV (Supply:CM: 4kV, DM: 2KV) (I/O:CM: 1kV, DM: 1KV) ¦ IEC61000-4-5,Surge, Level III (10Vrms : 0.15MHz to 80MHz) ¦ IEC61000-4-6,Conducted RF disturbance, Level IV (30A/m : continous) (300A/m : 3s) ¦ IEC61000-4-8,Power frequency magnetic field, Class II 0%, 1/2 cycle 0%, 1 cycle 70% 25 cycles (50Hz) 70%, 30 cycles (60Hz) 0%, 250 cycles (50Hz) 0%, 300 cycles (60Hz) ¦ IEC61000-4-11,Voltage dips, short interruption & variations on power line, Level III (Supply:CM: 2.5kV, DM: 1KV) (I/O:CM: 2.5kV, DM: 1KV) ¦ IEC61000-4-18,1 MHz oscillation wave, - ¦ IEC61000-4-29,DC voltage interruption, - ¦ IEC61000-4-13,Low frequency harmonics, DC Supply : 50 Hz to 10 kHz, 3Vrms (Max 2W) - Not applicable AC Supply : 1st…200th harmonics, Max 2W ¦ Germanisher Lloyd,Conducted low frequency interference (harmonics), IEC61000-6-3, IEC 61000-6-4 ¦ ,Generic emission standard, Class B ¦ EN55022 / CISPR22,Radiated RF & electromagnetic field (IT equiment), Class B, Group 1 ¦ EN55011 / CISPR11,Radiated RF & electromagnetic field (Medical equiment), EMC 2 ¦ Germanisher Lloyd,Radiated emission from enclosure port, Class B ¦ EN55022 / CISPR22,Conducted RF emission on power line (IT equiment), Class B, Group 1 ¦ EN55011 / CISPR11,Conducted RF emission on power line (Medical equiment), EMC 2 ¦ Germanisher Lloyd,Conducted emission,
RM22TR31_24.0 | All phase cut recover ¦ ,Phase cut, Total phase swap recover Internal design spec: L23 lags L13 < 180o ¦ ,Phase sequence, - ¦ ,Over / undervoltage (symmetry windows mode), Fixed 2% of selected Un Internal design spec: 2% +/- 1.5% ¦ ,Over voltage, Fixed 2% of selected Un Internal design spec: 2% +/- 1.5% ¦ ,Undervoltage , - ¦ ,Phase asymmetry, - ¦ ,Disconnection of neutral, - ¦ ,Voltage Regeneration, All phases > 175V Internal design spec: All phases >163V +/- 5% ¦ ,Extreme undervoltage (Phase loss), Internal design spec: All phases <287V +/- 5% ¦ ,Extreme Overvoltage, - ¦ ,Extreme Asymmetry,
RM22TR31_25.0 | 50 / 60 ¦ ,Rated frequency, 45…66 ¦ ,Frequency operating range,
RM22TR31_26.0 | 200, 208, 220, 240 ¦ ,Input nominal voltage selection,
RM22TR31_27.0 | L1-L2-L3 ¦ ,Input terminal,
RM22TR31_28.0 | - ¦ ,Internal input resistance,
RM22TR31_29.0 | IP20 ¦ IEC60529,Terminal Block, IP40 ¦ IEC60529,Housing, IP50 (With Transparent Cover) ¦ IEC60529,Front Panel,
RM22TR31_298.0 | 95
RM22TR31_3.0 | 22.5 ¦ ,Width,
RM22TR31_30.0 | Dial pointer (Green) R (Amber) Def (Red) Dial pointer - ON ¦ ,Power supply availability, Dial pointer - OFF ¦ ,Power supply not availability, R - Slow Blink (50% ON; 50% OFF) @ 1Hz ¦ ,Timing in-progress, R - ON ¦ ,Output is energized, R - OFF ¦ ,Output is de-energized, All LEDs - Fast Blink (5% ON; 95% OFF) @ 1Hz ¦ ,Range Setting Changes, Def - Permanent OFF ¦ ,Phase Cut, Def - Permanent ON ¦ ,Phase Sequence Swap, Def - Slow Blink (50% ON; 50% OFF) @ 1Hz ¦ ,Undervoltage <U, Def - Fast Blink (5% ON; 95% OFF) @ 1Hz ¦ ,Overvoltage >U, - ¦ ,Phase Asymmetry, - ¦ ,Voltage Regeneration, Def - Permanent OFF ¦ ,Extreme Undervoltage <U (Phase loss), Def - Permanent ON ¦ ,Extreme Overvoltage >U, - ¦ ,Extreme Phase Asymmetry,
RM22TR31_31.0 | UL, CSA, DNVGL, RCM, EAC, CCC, CE, China ROHS
RM22TR31_32.0 | UL, CSA, DNVGL, RCM, EAC, CCC, CE, China ROHS
RM22TR31_33.0 | 6 cycles 24h ; +25°C +55°C ; RH: 93%..97% ¦ IEC60068-2-30,Damp heat,XX
RM22TR31_34.0 | =< 1500 at maximum rated supply voltage ¦ ,through Un power reset, - ¦ ,through front panel reset, - ¦ ,through input control reset,
RM22TR31_35.0 | =< 300 ¦ ,on crossing the threshold, - - - -
RM22TR31_36.0 | Horizontal (x,z): ±3.5mm from 1Hz…9Hz 1g from 9Hz..35Hz Vertical (y): ±1.5mm from 1Hz…9Hz 0.5g from 9Hz..35Hz ¦ IEC60068-3-3
RM22TR31_37.0 | 15gn - 11ms ; 3 X 6 axis (Non-Operating) 5gn - 11ms ; 3 X 6 axis (Operating) ¦ IEC60068-2-27
RM22TR31_38.0 | 50 / 60 45…66
RM22TR31_39.0 | L1-L3
RM22TR31_4.0 | - ¦ IEC60255-27,Supply / Input 1, - ¦ IEC60255-27,Supply / Input 2, - ¦ IEC60255-27,Supply / Input 3, >100 MOhm at 500 V DC ¦ IEC60255-27,Supply / Output 1, >100 MOhm at 500 V DC ¦ IEC60255-27,Supply / Output 2, >100 MOhm at 500 V DC ¦ IEC60255-27,Output 1 / Output 2, - ¦ IEC60255-27,Input 1 / Output 1, - ¦ IEC60255-27,Input 1 / Output 2, - ¦ IEC60255-27,Input 2 / Output 1, - ¦ IEC60255-27,Input 2 / Output 2, - ¦ IEC60255-27,Input 3 / Output 1, - ¦ IEC60255-27,Input 3 / Output 2, - ¦ IEC60255-27,Input 1 / Input 2, - ¦ IEC60255-27,Input 2 / Input 3, - ¦ IEC60255-27,Input 1 / Input 3,
RM22TR31_40.0 | 3 ¦ IEC60664-1
RM22TR31_41.0 | 8A ¦ IEC60947-5-1
RM22TR31_42.0 | 0.6…1 Nm ¦ IEC60947-1,Tightening torque,
RM22TR31_43.0 | 0.075 mm (f = 10...58.1 Hz), 1 gn (f = 58.1...150Hz) (Non-Operating) 0.035 mm (f = 10...60.1 Hz), 0.5 gn (f = 60.1...150Hz) (Operating) ¦ IEC60068-2-6
RM22TR31_44.0 | +/- 10% of selected Un Internal Design spec: 9% of selected Un (5% Base accuracy, 2% Marking, 2% Equipment uncertainty) ¦ ,Setting accuracy,
RM22TR31_45.0 | +/- 10% of full scales value Internal Design Spec: +/- 10% of full scales value (potentiometer turns left to right and oppossite)
RM22TR31_46.0 | +/- 0.5% ¦ ,Repeat accuracy (constant parameters),
RM22TR31_47.0 | +/- 3%
RM22TR31_48.0 | 3,400,000 hours ¦ ,MTTF, 350,000 hours ¦ ,B10,
RM22TR31_49.0 | 8A ¦ IEC60947-5-1,Relay Output by external fuse, - ¦ IEC62314,Solid State Output by external fuse,
RM22TR31_5.0 | =<20 @ Output Energized Internal Design Spec: =<40 @ Output Energized
RM22TR31_50.0 | Any position ¦ ,In relation to normal vertical mounting plane,
RM22TR31_51.0 | On 35 mm DIN rail ¦ IEC/EN 60715,Without socket, - ¦ IEC/EN 60715,With socket,
RM22TR31_53.0 | 15-16-18, 25-26-28
RM22TR31_54.0 | 2 x C/O relay contacts
RM22TR31_55.0 | 3 ¦ IEC60664-1
RM22TR31_58.0 | 150ms / measurement as true rms value ¦ ,Maximum measuring cycles,
RM22TR31_59.0 | 250V ¦ ,Maximum switching voltage, 8A ¦ ,Maximum switching current, - ¦ ,Maximum switching capacity,
RM22TR31_6.0 | NO: 250VAC/8A, 75k cycles NO: 250VAC/5A, 100k cycles ¦ IEC60947-4-1,AC-1, NO: 24VDC/5A, 100k cycles ¦ IEC60947-4-1,DC-1, NO: 250VAC/0.15A, 100k cycles ¦ IEC60947-5-1,AC-15, NO: 24VDC/1A, 100k cycles ¦ IEC60947-5-1,DC-13,
RM22TR31_60.0 | - ¦ IEC60947-5-4,Minimum switching voltage, - ¦ IEC60947-5-4,Minimum switching current, NO: 12V/10mA, MCTF > 80,000,000 ¦ IEC60947-5-4,Minimum switching capacity,
RM22TR31_61.0 | 1x product height ¦ ,Horizontal, 1x product width ¦ ,Vertical,
RM22TR31_62.0 | 1
RM22TR31_63.0 | Energized on fault-free ¦ ,R1 (11-12-14), Energized on fault-free ¦ ,R2 (21-22-24),
RM22TR31_64.0 | -
RM22TR31_65.0 | -
RM22TR31_66.0 | - ¦ ,permissible input overload,
RM22TR31_67.0 | 10VA @ 240VAC, 60Hz
RM22TR31_68.0 | Yes ¦ ,"OFF" delay, Yes ¦ ,"ON" delay, - ¦ ,Inhibition,
RM22TR31_69.0 | 1 or more phase cut ¦ ,Phase cut, Total swap of phase Internal design spec: L23 lags L13 >= 180o ¦ ,Phase sequence, - ¦ ,Over / undervoltage (symmetry windows mode), Adjustable 2%...20% of selected Un ¦ ,Over voltage, Adjustable 2%...20% of selected Un ¦ ,Undervoltage , - ¦ ,Phase asymmetry, - ¦ ,Disconnection of neutral, - ¦ ,Voltage Regeneration, 1 or more phase < 150V Internal design spec: 1 or more phase <160V +/- 5% ¦ ,Extreme undervoltage (Phase loss), Internal design spec: 297V +/- 5% ¦ ,Extreme Overvoltage, Internal design spec: 48% +/- 6% ¦ ,Extreme Asymmetry,
RM22TR31_7.0 | 4kV, OVC3 ¦ IEC60664-1,Supply, - ¦ IEC60664-1,Input 1, - ¦ IEC60664-1,Input 2, - ¦ IEC60664-1,Input 3, - ¦ IEC60664-1,Output 1, - ¦ IEC60664-1,Output 2, - ¦ IEC60664-1,Supply / Input 1,Galvanic - ¦ IEC60664-1,Supply / Input 2,Isolated - ¦ IEC60664-1,Supply / Input 3,Circuit 4kV, OVC3 ¦ IEC60664-1,Supply / Output 1, 4kV, OVC3 ¦ IEC60664-1,Supply / Output 2, 4kV, OVC3 ¦ IEC60664-1,Output 1 / Output 2, - ¦ IEC60664-1,Input 1 / Output 1, - ¦ IEC60664-1,Input 1 / Output 2, - ¦ IEC60664-1,Input 2 / Output 1, - ¦ IEC60664-1,Input 2 / Output 2, - ¦ IEC60664-1,Input 3 / Output 1, - ¦ IEC60664-1,Input 3 / Output 2, - ¦ IEC60664-1,Input 1 / Input 2, - ¦ IEC60664-1,Input 2 / Input 3, - ¦ IEC60664-1,Input 1 / Input 3,
RM22TR31_70.0 | < 1 < 0.05
RM22TR31_71.0 | < 1% of selected Un ¦ ,Measurement error with supply voltage variation, < 0.05% / oC ¦ ,Measurement error with temperature variation,
RM22TR31_77.0 | 8A ¦ IEC61810-1,Rated switching current,
RM22TR31_78.0 | 250V ¦ IEC61810-1,Rated switching voltage,
RM22TR31_8.0 | 500V ¦ IEC60664-1,Supply, - ¦ IEC60664-1,Input 1, - ¦ IEC60664-1,Input 2, - ¦ IEC60664-1,Input 3, 250V ¦ IEC60664-1,Output 1, 250V ¦ IEC60664-1,Output 2, - ¦ IEC60664-1,Supply / Input 1,Galvanic - ¦ IEC60664-1,Supply / Input 2,Isolated - ¦ IEC60664-1,Supply / Input 3,Circuit 500V ¦ IEC60664-1,Supply / Output 1, 500V ¦ IEC60664-1,Supply / Output 2, 250V ¦ IEC60664-1,Output 1 / Output 2, - ¦ IEC60664-1,Input 1 / Output 1, - ¦ IEC60664-1,Input 1 / Output 2, - ¦ IEC60664-1,Input 2 / Output 1, - ¦ IEC60664-1,Input 2 / Output 2, - ¦ IEC60664-1,Input 3 / Output 1, - ¦ IEC60664-1,Input 3 / Output 2, - ¦ IEC60664-1,Input 1 / Input 2, - ¦ IEC60664-1,Input 2 / Input 3, - ¦ IEC60664-1,Input 1 / Input 3,
RM22TR31_81.0 | governed by response time only, status reflects to both R1 & R2 ¦ ,Phase lost , governed by response time only, status reflects to both R1 & R2 ¦ ,Phase sequence, governed by time delay, status reflects to both R1 & R2 ¦ ,Over / undervoltage (symmetry windows mode), - ¦ ,Over voltage, - ¦ ,Undervoltage , - ¦ ,Phase asymmetry, - ¦ ,Disconnection of neutral, - ¦ ,Voltage Regeneration, governed by response time only, status reflects to both R1 & R2 ¦ ,Extreme undervoltage, governed by response time only, status reflects to both R1 & R2 ¦ ,Extreme overvoltage, governed by response time only, status reflects to both R1 & R2 ¦ ,Extreme asymmetry,
RM22TR31_9.0 | 10 x 106 cycles ¦ IEC61810-1
RM22TR31_92.0 | - ¦ IEC62314,Only for solid state output,
RM22TR31_93.0 | - ¦ IEC62314,Only for solid state output,
RM22TR31_94.0 | True RMS ¦ ,Measurement method,
RM22TR31_95.0 | - ¦ ,Phase lost , - ¦ ,Phase sequence, - ¦ ,Over / undervoltage (symmetry windows mode), +2…+20 % in the ranges 3 x ~200…240 ¦ ,Over voltage, -2…-20 % in the ranges 3 x ~ 200…240 ¦ ,Undervoltage , - ¦ ,Phase asymmetry, - ¦ ,Disconnection of neutral, - ¦ ,Voltage Regeneration, - ¦ ,Extreme undervoltage, - ¦ ,Extreme Overvoltage, - ¦ ,Extreme Asymmetry,
RM22TR31_96.0 | Adjustable 0.1…30 ¦ ,"OFF" delay, Adjustable 0.1…30 ¦ ,"ON" delay, - ¦ ,Inhibition,
RM22TR33 | 3K9 (refer absolute Humidity 36g/m3 as worst case product Mission Profile RH evaluation) ¦ IEC60721-3-3,Climatic category, Class C ¦ Germanisher Lloyd,Environmental category, 6 cycles 24h ; +25°C +55°C ; RH: 93%..97% ¦ IEC60947-5-1,Cyclic Damp Heat Test, 380..480 AC ¦ ,Supply,Rated - ¦ ,Input 1,Voltage - ¦ ,Input 2,Spec - ¦ ,Input 3, 250V ¦ ,Output 1, 250V ¦ ,Output 2, Resistive Voltage Step Down ¦ ,Measurement mode, Yes 1) Will always illuminated when power is supplied to the product - 1) When input monitored @ normal condition, output is always energized 2) When input monitored @ fault condition, output is always de-energized Cannot declare MTTF = MTTFd (Note: customer confuses as safety product) ¦ ,MTTFd, Cannot declare B10 = B10d (Note: customer confuses as safety product) ¦ ,B10d, Drawing / Diagram
RM22TR33_1.0 | 73 ¦ ,Depth,
RM22TR33_10.0 | =< 650 Internal Design spec: >300ms and =< 650ms when product is fully discharged at min rated voltage
RM22TR33_11.0 | ~ 3 x 380… 3 x 480 ~ 3 x 304…3 x 576
RM22TR33_12.0 | -20oC..+60oC @50Hz -20oC..+50oC @60Hz ¦ ,Operation,
RM22TR33_13.0 | -40oC..+70oC ¦ ,Storage,
RM22TR33_14.0 | 10gn - 16ms ; 1000 X 6 axis (Non-Operating) ¦ IEC60068-2-29
RM22TR33_15.0 | 6mm (Screw Terminal) ¦ ,Cable stripping length,
RM22TR33_16.0 | L1, L2, L3 ¦ ,Supply,Terminal - ¦ ,Input 1, - ¦ ,Input 2, - ¦ ,Input 3, 11,12,14 ¦ ,Output 1, 21,22,24 ¦ ,Output 2,
RM22TR33_17.0 | 1 conductor: 0.5…3.3 (AWG 20…AWG 12) 2 conductors: 0.5…2.5 (AWG 20…AWG 14) ¦ IEC60947-1,Solid cable without cable end (screw terminal), 1 conductor: 0.5…2.5 (AWG 20…AWG 14) 2 conductors: 0.5…1.5 (AWG 20…AWG 16) ¦ IEC60947-1,Flexible cable with cable end (screw terminal), - ¦ IEC60947-1,Solid cable (spring terminal), - ¦ IEC60947-1,Flexible cable (spring terminal),
RM22TR33_18.0 | Cadmium free
RM22TR33_19.0 | Output will be de-energized when activated
RM22TR33_2.0 | 90 ¦ ,Height,
RM22TR33_20.0 | - ¦ IEC60255-27,Supply / Input 1, - ¦ IEC60255-27,Supply / Input 2, - ¦ IEC60255-27,Supply / Input 3, 2.0kV, 50/60Hz for 1 min ¦ IEC60255-27,Supply / Output 1, 2.0kV, 50/60Hz for 1 min ¦ IEC60255-27,Supply / Output 2, 2.0kV, 50/60Hz for 1 min ¦ IEC60255-27,Output 1 / Output 2, - ¦ IEC60255-27,Input 1 / Output 1, - ¦ IEC60255-27,Input 1 / Output 2, - ¦ IEC60255-27,Input 2 / Output 1, - ¦ IEC60255-27,Input 2 / Output 2, - ¦ IEC60255-27,Input 3 / Output 1, - ¦ IEC60255-27,Input 3 / Output 2, - ¦ IEC60255-27,Input 1 / Input 2, - ¦ IEC60255-27,Input 2 / Input 3, - ¦ IEC60255-27,Input 1 / Input 3,
RM22TR33_21.0 | EN/IEC 60255-1/60255-26/60255-27; EN/IEC 61000-6-1 to 61000-6-4; UL 508; CSA C22.2 No. 14, GB/T14048.5 2014/35/EU 2014/30/EU 2011/65/EU
RM22TR33_22.0 | 1
RM22TR33_23.0 | IEC61000-6-1, IEC 61000-6-2 ¦ ,Generic immunity standard, Level III (Contact : 6kV / Air : 8kV) ¦ IEC61000-4-2,Electrostatic discharge, Level I (10V/m: 2.0GHz to 2.7GHz) Level II (10V/m: 1.4 GHz to 2.0GHz) Level III (10V/m : 80MHz to 1GHz) ¦ IEC61000-4-3,Radiated RF & electromagnetic field, Level IV (Supply: 4kV, 5kHz/100kHz) (I/O: 2kV, 5kHz/100kHz) ¦ IEC61000-4-4,Fast transient / burst, Level IV (Supply:CM: 4kV, DM: 2KV) (I/O:CM: 1kV, DM: 1KV) ¦ IEC61000-4-5,Surge, Level III (10Vrms : 0.15MHz to 80MHz) ¦ IEC61000-4-6,Conducted RF disturbance, Level IV (30A/m : continous) (300A/m : 3s) ¦ IEC61000-4-8,Power frequency magnetic field, Class II 0%, 1/2 cycle 0%, 1 cycle 70% 25 cycles (50Hz) 70%, 30 cycles (60Hz) 0%, 250 cycles (50Hz) 0%, 300 cycles (60Hz) ¦ IEC61000-4-11,Voltage dips, short interruption & variations on power line, Level III (Supply:CM: 2.5kV, DM: 1KV) (I/O:CM: 2.5kV, DM: 1KV) ¦ IEC61000-4-18,1 MHz oscillation wave, - ¦ IEC61000-4-29,DC voltage interruption, - ¦ IEC61000-4-13,Low frequency harmonics, DC Supply : 50 Hz to 10 kHz, 3Vrms (Max 2W) - Not applicable AC Supply : 1st…200th harmonics, Max 2W ¦ Germanisher Lloyd,Conducted low frequency interference (harmonics), IEC61000-6-3, IEC 61000-6-4 ¦ ,Generic emission standard, Class B ¦ EN55022 / CISPR22,Radiated RF & electromagnetic field (IT equiment), Class B, Group 1 ¦ EN55011 / CISPR11,Radiated RF & electromagnetic field (Medical equiment), EMC 2 ¦ Germanisher Lloyd,Radiated emission from enclosure port, Class B ¦ EN55022 / CISPR22,Conducted RF emission on power line (IT equiment), Class B, Group 1 ¦ EN55011 / CISPR11,Conducted RF emission on power line (Medical equiment), EMC 2 ¦ Germanisher Lloyd,Conducted emission,
RM22TR33_24.0 | All phase cut recover ¦ ,Phase cut, Total phase swap recover Internal design spec: L23 lags L13 < 180o ¦ ,Phase sequence, - ¦ ,Over / undervoltage (symmetry windows mode), Fixed 2% of selected Un Internal design spec: 2% +/- 1.5% ¦ ,Over voltage, Fixed 2% of selected Un Internal design spec: 2% +/- 1.5% ¦ ,Undervoltage , - ¦ ,Phase asymmetry, - ¦ ,Disconnection of neutral, - ¦ ,Voltage Regeneration, All phases > 315V Internal design spec: All phases >296V +/- 5% ¦ ,Extreme undervoltage (Phase loss), Internal design spec: All phases <583V +/- 5% ¦ ,Extreme Overvoltage, - ¦ ,Extreme Asymmetry,
RM22TR33_25.0 | 50 / 60 ¦ ,Rated frequency, 45…66 ¦ ,Frequency operating range,
RM22TR33_26.0 | 380, 400, 415, 440, 480 ¦ ,Input nominal voltage selection,
RM22TR33_27.0 | L1-L2-L3 ¦ ,Input terminal,
RM22TR33_28.0 | - ¦ ,Internal input resistance,
RM22TR33_29.0 | IP20 ¦ IEC60529,Terminal Block, IP40 ¦ IEC60529,Housing, IP50 (With Transparent Cover) ¦ IEC60529,Front Panel,
RM22TR33_298.0 | 95
RM22TR33_3.0 | 22.5 ¦ ,Width,
RM22TR33_30.0 | Dial pointer (Green) R (Amber) Def (Red) Dial pointer - ON ¦ ,Power supply availability, Dial pointer - OFF ¦ ,Power supply not availability, R - Slow Blink (50% ON; 50% OFF) @ 1Hz ¦ ,Timing in-progress, R - ON ¦ ,Output is energized, R - OFF ¦ ,Output is de-energized, All LEDs - Fast Blink (5% ON; 95% OFF) @ 1Hz ¦ ,Range Setting Changes, Def - Permanent OFF ¦ ,Phase Cut, Def - Permanent ON ¦ ,Phase Sequence Swap, Def - Slow Blink (50% ON; 50% OFF) @ 1Hz ¦ ,Undervoltage <U, Def - Fast Blink (5% ON; 95% OFF) @ 1Hz ¦ ,Overvoltage >U, - ¦ ,Phase Asymmetry, - ¦ ,Voltage Regeneration, Def - Permanent OFF ¦ ,Extreme Undervoltage <U (Phase loss), Def - Permanent ON ¦ ,Extreme Overvoltage >U, - ¦ ,Extreme Phase Asymmetry,
RM22TR33_31.0 | UL, CSA, DNVGL, RCM, EAC, CCC, CE, China ROHS
RM22TR33_32.0 | UL, CSA, DNVGL, RCM, EAC, CCC, CE, China ROHS
RM22TR33_33.0 | 6 cycles 24h ; +25°C +55°C ; RH: 93%..97% ¦ IEC60068-2-30,Damp heat,XX
RM22TR33_34.0 | =< 1500 at maximum rated supply voltage ¦ ,through Un power reset, - ¦ ,through front panel reset, - ¦ ,through input control reset,
RM22TR33_35.0 | =< 300 ¦ ,on crossing the threshold, - - - -
RM22TR33_36.0 | Horizontal (x,z): ±3.5mm from 1Hz…9Hz 1g from 9Hz..35Hz Vertical (y): ±1.5mm from 1Hz…9Hz 0.5g from 9Hz..35Hz ¦ IEC60068-3-3
RM22TR33_37.0 | 15gn - 11ms ; 3 X 6 axis (Non-Operating) 5gn - 11ms ; 3 X 6 axis (Operating) ¦ IEC60068-2-27
RM22TR33_38.0 | 50 / 60 45…66
RM22TR33_39.0 | L1-L3
RM22TR33_4.0 | - ¦ IEC60255-27,Supply / Input 1, - ¦ IEC60255-27,Supply / Input 2, - ¦ IEC60255-27,Supply / Input 3, >100 MOhm at 500 V DC ¦ IEC60255-27,Supply / Output 1, >100 MOhm at 500 V DC ¦ IEC60255-27,Supply / Output 2, >100 MOhm at 500 V DC ¦ IEC60255-27,Output 1 / Output 2, - ¦ IEC60255-27,Input 1 / Output 1, - ¦ IEC60255-27,Input 1 / Output 2, - ¦ IEC60255-27,Input 2 / Output 1, - ¦ IEC60255-27,Input 2 / Output 2, - ¦ IEC60255-27,Input 3 / Output 1, - ¦ IEC60255-27,Input 3 / Output 2, - ¦ IEC60255-27,Input 1 / Input 2, - ¦ IEC60255-27,Input 2 / Input 3, - ¦ IEC60255-27,Input 1 / Input 3,
RM22TR33_40.0 | 3 ¦ IEC60664-1
RM22TR33_41.0 | 8A ¦ IEC60947-5-1
RM22TR33_42.0 | 0.6…1 Nm ¦ IEC60947-1,Tightening torque,
RM22TR33_43.0 | 0.075 mm (f = 10...58.1 Hz), 1 gn (f = 58.1...150Hz) (Non-Operating) 0.035 mm (f = 10...60.1 Hz), 0.5 gn (f = 60.1...150Hz) (Operating) ¦ IEC60068-2-6
RM22TR33_44.0 | +/- 10% of selected Un Internal Design spec: 9% of selected Un (5% Base accuracy, 2% Marking, 2% Equipment uncertainty) ¦ ,Setting accuracy,
RM22TR33_45.0 | +/- 10% of full scales value Internal Design Spec: +/- 10% of full scales value (potentiometer turns left to right and oppossite)
RM22TR33_46.0 | +/- 0.5% ¦ ,Repeat accuracy (constant parameters),
RM22TR33_47.0 | +/- 3%
RM22TR33_48.0 | 3,400,000 hours ¦ ,MTTF, 350,000 hours ¦ ,B10,
RM22TR33_49.0 | 8A ¦ IEC60947-5-1,Relay Output by external fuse, - ¦ IEC62314,Solid State Output by external fuse,
RM22TR33_5.0 | =<20 @ Output Energized Internal Design Spec: =<40 @ Output Energized
RM22TR33_50.0 | Any position ¦ ,In relation to normal vertical mounting plane,
RM22TR33_51.0 | On 35 mm DIN rail ¦ IEC/EN 60715,Without socket, - ¦ IEC/EN 60715,With socket,
RM22TR33_53.0 | 15-16-18, 25-26-28
RM22TR33_54.0 | 2 x C/O relay contacts
RM22TR33_55.0 | 3 ¦ IEC60664-1
RM22TR33_58.0 | 170ms / measurement as true rms value ¦ ,Maximum measuring cycles,
RM22TR33_59.0 | 250V ¦ ,Maximum switching voltage, 8A ¦ ,Maximum switching current, - ¦ ,Maximum switching capacity,
RM22TR33_6.0 | NO: 250VAC/8A, 75k cycles NO: 250VAC/5A, 100k cycles ¦ IEC60947-4-1,AC-1, NO: 24VDC/5A, 100k cycles ¦ IEC60947-4-1,DC-1, NO: 250VAC/0.15A, 100k cycles ¦ IEC60947-5-1,AC-15, NO: 24VDC/1A, 100k cycles ¦ IEC60947-5-1,DC-13,
RM22TR33_60.0 | - ¦ IEC60947-5-4,Minimum switching voltage, - ¦ IEC60947-5-4,Minimum switching current, NO: 12V/10mA, MCTF > 80,000,000 ¦ IEC60947-5-4,Minimum switching capacity,
RM22TR33_61.0 | 1x product height ¦ ,Horizontal, 1x product width ¦ ,Vertical,
RM22TR33_62.0 | 1
RM22TR33_63.0 | Energized on fault-free ¦ ,R1 (11-12-14), Energized on fault-free ¦ ,R2 (21-22-24),
RM22TR33_64.0 | -
RM22TR33_65.0 | -
RM22TR33_66.0 | - ¦ ,permissible input overload,
RM22TR33_67.0 | 18VA @ 480VAC, 60Hz 12VA @ 400VAC, 50Hz
RM22TR33_68.0 | Yes ¦ ,"OFF" delay, Yes ¦ ,"ON" delay, - ¦ ,Inhibition,
RM22TR33_69.0 | 1 or more phase cut ¦ ,Phase cut, Total swap of phase Internal design spec: L23 lags L13 >= 180o ¦ ,Phase sequence, - ¦ ,Over / undervoltage (symmetry windows mode), Adjustable 2%...20% of selected Un ¦ ,Over voltage, Adjustable 2%...20% of selected Un ¦ ,Undervoltage , - ¦ ,Phase asymmetry, - ¦ ,Disconnection of neutral, - ¦ ,Voltage Regeneration, 1 or more phase < 250V Internal design spec: 1 or more phase <290V +/- 5% ¦ ,Extreme undervoltage (Phase loss), Internal design spec: 593V +/- 5% ¦ ,Extreme Overvoltage, Internal design spec: 48% +/- 6% ¦ ,Extreme Asymmetry,
RM22TR33_7.0 | 4kV, OVC3 ¦ IEC60664-1,Supply, - ¦ IEC60664-1,Input 1, - ¦ IEC60664-1,Input 2, - ¦ IEC60664-1,Input 3, - ¦ IEC60664-1,Output 1, - ¦ IEC60664-1,Output 2, - ¦ IEC60664-1,Supply / Input 1,Galvanic - ¦ IEC60664-1,Supply / Input 2,Isolated - ¦ IEC60664-1,Supply / Input 3,Circuit 4kV, OVC3 ¦ IEC60664-1,Supply / Output 1, 4kV, OVC3 ¦ IEC60664-1,Supply / Output 2, 4kV, OVC3 ¦ IEC60664-1,Output 1 / Output 2, - ¦ IEC60664-1,Input 1 / Output 1, - ¦ IEC60664-1,Input 1 / Output 2, - ¦ IEC60664-1,Input 2 / Output 1, - ¦ IEC60664-1,Input 2 / Output 2, - ¦ IEC60664-1,Input 3 / Output 1, - ¦ IEC60664-1,Input 3 / Output 2, - ¦ IEC60664-1,Input 1 / Input 2, - ¦ IEC60664-1,Input 2 / Input 3, - ¦ IEC60664-1,Input 1 / Input 3,
RM22TR33_70.0 | < 1 < 0.05
RM22TR33_71.0 | < 1% of selected Un ¦ ,Measurement error with supply voltage variation, < 0.05% / oC ¦ ,Measurement error with temperature variation,
RM22TR33_77.0 | 8A ¦ IEC61810-1,Rated switching current,
RM22TR33_78.0 | 250V ¦ IEC61810-1,Rated switching voltage,
RM22TR33_8.0 | 500V ¦ IEC60664-1,Supply, - ¦ IEC60664-1,Input 1, - ¦ IEC60664-1,Input 2, - ¦ IEC60664-1,Input 3, 250V ¦ IEC60664-1,Output 1, 250V ¦ IEC60664-1,Output 2, - ¦ IEC60664-1,Supply / Input 1,Galvanic - ¦ IEC60664-1,Supply / Input 2,Isolated - ¦ IEC60664-1,Supply / Input 3,Circuit 500V ¦ IEC60664-1,Supply / Output 1, 500V ¦ IEC60664-1,Supply / Output 2, 250V ¦ IEC60664-1,Output 1 / Output 2, - ¦ IEC60664-1,Input 1 / Output 1, - ¦ IEC60664-1,Input 1 / Output 2, - ¦ IEC60664-1,Input 2 / Output 1, - ¦ IEC60664-1,Input 2 / Output 2, - ¦ IEC60664-1,Input 3 / Output 1, - ¦ IEC60664-1,Input 3 / Output 2, - ¦ IEC60664-1,Input 1 / Input 2, - ¦ IEC60664-1,Input 2 / Input 3, - ¦ IEC60664-1,Input 1 / Input 3,
RM22TR33_81.0 | governed by response time only, status reflects to both R1 & R2 ¦ ,Phase lost , governed by response time only, status reflects to both R1 & R2 ¦ ,Phase sequence, governed by time delay, status reflects to both R1 & R2 ¦ ,Over / undervoltage (symmetry windows mode), - ¦ ,Over voltage, - ¦ ,Undervoltage , - ¦ ,Phase asymmetry, - ¦ ,Disconnection of neutral, - ¦ ,Voltage Regeneration, governed by response time only, status reflects to both R1 & R2 ¦ ,Extreme undervoltage, governed by response time only, status reflects to both R1 & R2 ¦ ,Extreme overvoltage, governed by response time only, status reflects to both R1 & R2 ¦ ,Extreme asymmetry,
RM22TR33_9.0 | 10 x 106 cycles ¦ IEC61810-1
RM22TR33_92.0 | - ¦ IEC62314,Only for solid state output,
RM22TR33_93.0 | - ¦ IEC62314,Only for solid state output,
RM22TR33_94.0 | True RMS ¦ ,Measurement method,
RM22TR33_95.0 | - ¦ ,Phase lost , - ¦ ,Phase sequence, - ¦ ,Over / undervoltage (symmetry windows mode), +2…+20 % in the ranges 3 x 380…480 ¦ ,Over voltage, -2…-20 % in the ranges 3 x 380…480 ¦ ,Undervoltage , - ¦ ,Phase asymmetry, - ¦ ,Disconnection of neutral, - ¦ ,Voltage Regeneration, - ¦ ,Extreme undervoltage, - ¦ ,Extreme Overvoltage, - ¦ ,Extreme Asymmetry,
RM22TR33_96.0 | Adjustable 0.1…30 ¦ ,"OFF" delay, Adjustable 0.1…30 ¦ ,"ON" delay, - ¦ ,Inhibition,
RM22TU21 | 3K9 (refer absolute Humidity 36g/m3 as worst case product Mission Profile RH evaluation) ¦ IEC60721-3-3,Climatic category, Class C ¦ Germanisher Lloyd,Environmental category, 6 cycles 24h ; +25°C +55°C ; RH: 93%..97% ¦ IEC60947-5-1,Cyclic Damp Heat Test, 208..240 AC ¦ ,Supply,Rated - ¦ ,Input 1,Voltage - ¦ ,Input 2,Spec - ¦ ,Input 3, 250V ¦ ,Output 1, 250V ¦ ,Output 2, Resistive Voltage Step Down ¦ ,Measurement mode, Yes 1) Will always illuminated when power is supplied to the product - 1) When input monitored @ normal condition, output is always energized 2) When input monitored @ fault condition, output is always de-energized Cannot declare MTTF = MTTFd (Note: customer confuses as safety product) ¦ ,MTTFd, Cannot declare B10 = B10d (Note: customer confuses as safety product) ¦ ,B10d, Drawing / Diagram
RM22TU21_1.0 | 73 ¦ ,Depth,
RM22TU21_10.0 | =< 650 Internal Design spec: >300ms and =< 650ms when product is fully discharged at min rated voltage
RM22TU21_11.0 | ~ 3 x 200…3 x 240 ~ 3 x 160…3 x 288
RM22TU21_12.0 | -20oC..+60oC @50Hz -20oC..+50oC @60Hz ¦ ,Operation,
RM22TU21_13.0 | -40oC..+70oC ¦ ,Storage,
RM22TU21_14.0 | 10gn - 16ms ; 1000 X 6 axis (Non-Operating) ¦ IEC60068-2-29
RM22TU21_15.0 | 6mm (Screw Terminal) ¦ ,Cable stripping length,
RM22TU21_16.0 | L1, L2, L3 ¦ ,Supply,Terminal - ¦ ,Input 1, - ¦ ,Input 2, - ¦ ,Input 3, 11,12,14 ¦ ,Output 1, 21,22,24 ¦ ,Output 2,
RM22TU21_17.0 | 1 conductor: 0.5…3.3 (AWG 20…AWG 12) 2 conductors: 0.5…2.5 (AWG 20…AWG 14) ¦ IEC60947-1,Solid cable without cable end (screw terminal), 1 conductor: 0.5…2.5 (AWG 20…AWG 14) 2 conductors: 0.5…1.5 (AWG 20…AWG 16) ¦ IEC60947-1,Flexible cable with cable end (screw terminal), - ¦ IEC60947-1,Solid cable (spring terminal), - ¦ IEC60947-1,Flexible cable (spring terminal),
RM22TU21_18.0 | Cadmium free
RM22TU21_19.0 | Output will be de-energized when activated
RM22TU21_2.0 | 90 ¦ ,Height,
RM22TU21_20.0 | - ¦ IEC60255-27,Supply / Input 1, - ¦ IEC60255-27,Supply / Input 2, - ¦ IEC60255-27,Supply / Input 3, 2.0kV, 50/60Hz for 1 min ¦ IEC60255-27,Supply / Output 1, 2.0kV, 50/60Hz for 1 min ¦ IEC60255-27,Supply / Output 2, 2.0kV, 50/60Hz for 1 min ¦ IEC60255-27,Output 1 / Output 2, - ¦ IEC60255-27,Input 1 / Output 1, - ¦ IEC60255-27,Input 1 / Output 2, - ¦ IEC60255-27,Input 2 / Output 1, - ¦ IEC60255-27,Input 2 / Output 2, - ¦ IEC60255-27,Input 3 / Output 1, - ¦ IEC60255-27,Input 3 / Output 2, - ¦ IEC60255-27,Input 1 / Input 2, - ¦ IEC60255-27,Input 2 / Input 3, - ¦ IEC60255-27,Input 1 / Input 3,
RM22TU21_21.0 | EN/IEC 60255-1/60255-26/60255-27; EN/IEC 61000-6-1 to 61000-6-4; UL 508; CSA C22.2 No. 14, GB/T14048.5 2014/35/EU 2014/30/EU 2011/65/EU
RM22TU21_22.0 | 1
RM22TU21_23.0 | IEC61000-6-1, IEC 61000-6-2 ¦ ,Generic immunity standard, Level III (Contact : 6kV / Air : 8kV) ¦ IEC61000-4-2,Electrostatic discharge, Level I (10V/m: 2.0GHz to 2.7GHz) Level II (10V/m: 1.4 GHz to 2.0GHz) Level III (10V/m : 80MHz to 1GHz) ¦ IEC61000-4-3,Radiated RF & electromagnetic field, Level IV (Supply: 4kV, 5kHz/100kHz) (I/O: 2kV, 5kHz/100kHz) ¦ IEC61000-4-4,Fast transient / burst, Level IV (Supply:CM: 4kV, DM: 2KV) (I/O:CM: 1kV, DM: 1KV) ¦ IEC61000-4-5,Surge, Level III (10Vrms : 0.15MHz to 80MHz) ¦ IEC61000-4-6,Conducted RF disturbance, Level IV (30A/m : continous) (300A/m : 3s) ¦ IEC61000-4-8,Power frequency magnetic field, Class II 0%, 1/2 cycle 0%, 1 cycle 70% 25 cycles (50Hz) 70%, 30 cycles (60Hz) 0%, 250 cycles (50Hz) 0%, 300 cycles (60Hz) ¦ IEC61000-4-11,Voltage dips, short interruption & variations on power line, Level III (Supply:CM: 2.5kV, DM: 1KV) (I/O:CM: 2.5kV, DM: 1KV) ¦ IEC61000-4-18,1 MHz oscillation wave, - ¦ IEC61000-4-29,DC voltage interruption, - ¦ IEC61000-4-13,Low frequency harmonics, DC Supply : 50 Hz to 10 kHz, 3Vrms (Max 2W) - Not applicable AC Supply : 1st…200th harmonics, Max 2W ¦ Germanisher Lloyd,Conducted low frequency interference (harmonics), IEC61000-6-3, IEC 61000-6-4 ¦ ,Generic emission standard, Class B ¦ EN55022 / CISPR22,Radiated RF & electromagnetic field (IT equiment), Class B, Group 1 ¦ EN55011 / CISPR11,Radiated RF & electromagnetic field (Medical equiment), EMC 2 ¦ Germanisher Lloyd,Radiated emission from enclosure port, Class B ¦ EN55022 / CISPR22,Conducted RF emission on power line (IT equiment), Class B, Group 1 ¦ EN55011 / CISPR11,Conducted RF emission on power line (Medical equiment), EMC 2 ¦ Germanisher Lloyd,Conducted emission,
RM22TU21_24.0 | All phase cut recover ¦ ,Phase cut, Total phase swap recover Internal design spec: L23 lags L13 < 180o ¦ ,Phase sequence, - ¦ ,Over / undervoltage (symmetry windows mode), - ¦ ,Over voltage, Fixed 2% of selected Un Internal design spec: 2% +/- 1.5% ¦ ,Undervoltage , - ¦ ,Phase asymmetry, - ¦ ,Disconnection of neutral, - ¦ ,Voltage Regeneration, All phases > 175V Internal design spec: All phases >163V +/- 5% ¦ ,Extreme undervoltage (Phase loss), Internal design spec: All phases <287V +/- 5% ¦ ,Extreme Overvoltage, - ¦ ,Extreme Asymmetry,
RM22TU21_25.0 | 50 / 60 ¦ ,Rated frequency, 45…66 ¦ ,Frequency operating range,
RM22TU21_26.0 | 200, 208, 220, 240 ¦ ,Input nominal voltage selection,
RM22TU21_27.0 | L1-L2-L3 ¦ ,Input terminal,
RM22TU21_28.0 | - ¦ ,Internal input resistance,
RM22TU21_29.0 | IP20 ¦ IEC60529,Terminal Block, IP40 ¦ IEC60529,Housing, IP50 (With Transparent Cover) ¦ IEC60529,Front Panel,
RM22TU21_298.0 | 95
RM22TU21_3.0 | 22.5 ¦ ,Width,
RM22TU21_30.0 | Dial pointer (Green) R (Amber) Def (Red) Dial pointer - ON ¦ ,Power supply availability, Dial pointer - OFF ¦ ,Power supply not availability, R - Slow Blink (50% ON; 50% OFF) @ 1Hz ¦ ,Timing in-progress, R - ON ¦ ,Output is energized, R - OFF ¦ ,Output is de-energized, All LEDs - Fast Blink (5% ON; 95% OFF) @ 1Hz ¦ ,Range Setting Changes, Def - Permanent OFF ¦ ,Phase Cut, Def - Permanent ON ¦ ,Phase Sequence Swap, Def - Slow Blink (50% ON; 50% OFF) @ 1Hz ¦ ,Undervoltage <U, - ¦ ,Overvoltage >U, - ¦ ,Phase Asymmetry, - ¦ ,Voltage Regeneration, Def - Permanent OFF ¦ ,Extreme Undervoltage <U (Phase loss), Def - Permanent ON ¦ ,Extreme Overvoltage >U, - ¦ ,Extreme Phase Asymmetry,
RM22TU21_31.0 | UL, CSA, DNVGL, RCM, EAC, CCC, CE, China ROHS
RM22TU21_32.0 | UL, CSA, DNVGL, RCM, EAC, CCC, CE, China ROHS
RM22TU21_33.0 | 6 cycles 24h ; +25°C +55°C ; RH: 93%..97% ¦ IEC60068-2-30,Damp heat,XX
RM22TU21_34.0 | =< 1500 at maximum rated supply voltage ¦ ,through Un power reset, - ¦ ,through front panel reset, - ¦ ,through input control reset,
RM22TU21_35.0 | =< 300 ¦ ,on crossing the threshold, - - - -
RM22TU21_36.0 | Horizontal (x,z): ±3.5mm from 1Hz…9Hz 1g from 9Hz..35Hz Vertical (y): ±1.5mm from 1Hz…9Hz 0.5g from 9Hz..35Hz ¦ IEC60068-3-3
RM22TU21_37.0 | 15gn - 11ms ; 3 X 6 axis (Non-Operating) 5gn - 11ms ; 3 X 6 axis (Operating) ¦ IEC60068-2-27
RM22TU21_38.0 | 50 / 60 45…66
RM22TU21_39.0 | L1-L3
RM22TU21_4.0 | - ¦ IEC60255-27,Supply / Input 1, - ¦ IEC60255-27,Supply / Input 2, - ¦ IEC60255-27,Supply / Input 3, >100 MOhm at 500 V DC ¦ IEC60255-27,Supply / Output 1, >100 MOhm at 500 V DC ¦ IEC60255-27,Supply / Output 2, >100 MOhm at 500 V DC ¦ IEC60255-27,Output 1 / Output 2, - ¦ IEC60255-27,Input 1 / Output 1, - ¦ IEC60255-27,Input 1 / Output 2, - ¦ IEC60255-27,Input 2 / Output 1, - ¦ IEC60255-27,Input 2 / Output 2, - ¦ IEC60255-27,Input 3 / Output 1, - ¦ IEC60255-27,Input 3 / Output 2, - ¦ IEC60255-27,Input 1 / Input 2, - ¦ IEC60255-27,Input 2 / Input 3, - ¦ IEC60255-27,Input 1 / Input 3,
RM22TU21_40.0 | 3 ¦ IEC60664-1
RM22TU21_41.0 | 8A ¦ IEC60947-5-1
RM22TU21_42.0 | 0.6…1 Nm ¦ IEC60947-1,Tightening torque,
RM22TU21_43.0 | 0.075 mm (f = 10...58.1 Hz), 1 gn (f = 58.1...150Hz) (Non-Operating) 0.035 mm (f = 10...60.1 Hz), 0.5 gn (f = 60.1...150Hz) (Operating) ¦ IEC60068-2-6
RM22TU21_44.0 | +/- 10% of selected Un Internal Design spec: 9% of selected Un (5% Base accuracy, 2% Marking, 2% Equipment uncertainty) ¦ ,Setting accuracy,
RM22TU21_45.0 | -
RM22TU21_46.0 | +/- 0.5% ¦ ,Repeat accuracy (constant parameters),
RM22TU21_47.0 | -
RM22TU21_48.0 | 3,400,000 hours ¦ ,MTTF, 350,000 hours ¦ ,B10,
RM22TU21_49.0 | 8A ¦ IEC60947-5-1,Relay Output by external fuse, - ¦ IEC62314,Solid State Output by external fuse,
RM22TU21_5.0 | =<20 @ Output Energized Internal Design Spec: =<40 @ Output Energized
RM22TU21_50.0 | Any position ¦ ,In relation to normal vertical mounting plane,
RM22TU21_51.0 | On 35 mm DIN rail ¦ IEC/EN 60715,Without socket, - ¦ IEC/EN 60715,With socket,
RM22TU21_53.0 | 15-16-18, 25-26-28
RM22TU21_54.0 | 2 x C/O relay contacts
RM22TU21_55.0 | 3 ¦ IEC60664-1
RM22TU21_58.0 | 150ms / measurement as true rms value ¦ ,Maximum measuring cycles,
RM22TU21_59.0 | 250V ¦ ,Maximum switching voltage, 8A ¦ ,Maximum switching current, - ¦ ,Maximum switching capacity,
RM22TU21_6.0 | NO: 250VAC/8A, 75k cycles NO: 250VAC/5A, 100k cycles ¦ IEC60947-4-1,AC-1, NO: 24VDC/5A, 100k cycles ¦ IEC60947-4-1,DC-1, NO: 250VAC/0.15A, 100k cycles ¦ IEC60947-5-1,AC-15, NO: 24VDC/1A, 100k cycles ¦ IEC60947-5-1,DC-13,
RM22TU21_60.0 | - ¦ IEC60947-5-4,Minimum switching voltage, - ¦ IEC60947-5-4,Minimum switching current, NO: 12V/10mA, MCTF > 80,000,000 ¦ IEC60947-5-4,Minimum switching capacity,
RM22TU21_61.0 | 1x product height ¦ ,Horizontal, 1x product width ¦ ,Vertical,
RM22TU21_62.0 | 1
RM22TU21_63.0 | Energized on fault-free ¦ ,R1 (11-12-14), Energized on fault-free ¦ ,R2 (21-22-24),
RM22TU21_64.0 | -
RM22TU21_65.0 | -
RM22TU21_66.0 | - ¦ ,permissible input overload,
RM22TU21_67.0 | 10VA
RM22TU21_68.0 | Yes ¦ ,"OFF" delay, - ¦ ,"ON" delay, - ¦ ,Inhibition,
RM22TU21_69.0 | 1 or more phase cut ¦ ,Phase cut, Total swap of phase Internal design spec: L23 lags L13 >= 180o ¦ ,Phase sequence, - ¦ ,Over / undervoltage (symmetry windows mode), - ¦ ,Over voltage, Adjustable 2%...20% of selected Un ¦ ,Undervoltage , - ¦ ,Phase asymmetry, - ¦ ,Disconnection of neutral, - ¦ ,Voltage Regeneration, 1 or more phase < 150V Internal design spec: 1 or more phase <160V +/- 5% ¦ ,Extreme undervoltage (Phase loss), Internal design spec: 297V +/- 5% ¦ ,Extreme Overvoltage, Internal design spec: 48% +/- 6% ¦ ,Extreme Asymmetry,
RM22TU21_7.0 | 4kV, OVC3 ¦ IEC60664-1,Supply, - ¦ IEC60664-1,Input 1, - ¦ IEC60664-1,Input 2, - ¦ IEC60664-1,Input 3, - ¦ IEC60664-1,Output 1, - ¦ IEC60664-1,Output 2, - ¦ IEC60664-1,Supply / Input 1,Galvanic - ¦ IEC60664-1,Supply / Input 2,Isolated - ¦ IEC60664-1,Supply / Input 3,Circuit 4kV, OVC3 ¦ IEC60664-1,Supply / Output 1, 4kV, OVC3 ¦ IEC60664-1,Supply / Output 2, 4kV, OVC3 ¦ IEC60664-1,Output 1 / Output 2, - ¦ IEC60664-1,Input 1 / Output 1, - ¦ IEC60664-1,Input 1 / Output 2, - ¦ IEC60664-1,Input 2 / Output 1, - ¦ IEC60664-1,Input 2 / Output 2, - ¦ IEC60664-1,Input 3 / Output 1, - ¦ IEC60664-1,Input 3 / Output 2, - ¦ IEC60664-1,Input 1 / Input 2, - ¦ IEC60664-1,Input 2 / Input 3, - ¦ IEC60664-1,Input 1 / Input 3,
RM22TU21_70.0 | - -
RM22TU21_71.0 | < 1% of selected Un ¦ ,Measurement error with supply voltage variation, < 0.05% / oC ¦ ,Measurement error with temperature variation,
RM22TU21_77.0 | 8A ¦ IEC61810-1,Rated switching current,
RM22TU21_78.0 | 250V ¦ IEC61810-1,Rated switching voltage,
RM22TU21_8.0 | 500V ¦ IEC60664-1,Supply, - ¦ IEC60664-1,Input 1, - ¦ IEC60664-1,Input 2, - ¦ IEC60664-1,Input 3, 250V ¦ IEC60664-1,Output 1, 250V ¦ IEC60664-1,Output 2, - ¦ IEC60664-1,Supply / Input 1,Galvanic - ¦ IEC60664-1,Supply / Input 2,Isolated - ¦ IEC60664-1,Supply / Input 3,Circuit 500V ¦ IEC60664-1,Supply / Output 1, 500V ¦ IEC60664-1,Supply / Output 2, 250V ¦ IEC60664-1,Output 1 / Output 2, - ¦ IEC60664-1,Input 1 / Output 1, - ¦ IEC60664-1,Input 1 / Output 2, - ¦ IEC60664-1,Input 2 / Output 1, - ¦ IEC60664-1,Input 2 / Output 2, - ¦ IEC60664-1,Input 3 / Output 1, - ¦ IEC60664-1,Input 3 / Output 2, - ¦ IEC60664-1,Input 1 / Input 2, - ¦ IEC60664-1,Input 2 / Input 3, - ¦ IEC60664-1,Input 1 / Input 3,
RM22TU21_81.0 | governed by response time only, status reflects to both R1 & R2 ¦ ,Phase lost , governed by response time only, status reflects to both R1 & R2 ¦ ,Phase sequence, - ¦ ,Over / undervoltage (symmetry windows mode), - ¦ ,Over voltage, governed by time delay, status reflects to both R1 & R2 ¦ ,Undervoltage , - ¦ ,Phase asymmetry, - ¦ ,Disconnection of neutral, - ¦ ,Voltage Regeneration, governed by response time only, status reflects to both R1 & R2 ¦ ,Extreme undervoltage, governed by response time only, status reflects to both R1 & R2 ¦ ,Extreme overvoltage, governed by response time only, status reflects to both R1 & R2 ¦ ,Extreme asymmetry,
RM22TU21_9.0 | 10 x 106 cycles ¦ IEC61810-1
RM22TU21_92.0 | - ¦ IEC62314,Only for solid state output,
RM22TU21_93.0 | - ¦ IEC62314,Only for solid state output,
RM22TU21_94.0 | True RMS ¦ ,Measurement method,
RM22TU21_95.0 | - ¦ ,Phase lost , - ¦ ,Phase sequence, - ¦ ,Over / undervoltage (symmetry windows mode), - ¦ ,Over voltage, -2…-20 % in the ranges 3 x ~ 200…240 ¦ ,Undervoltage , - ¦ ,Phase asymmetry, - ¦ ,Disconnection of neutral, - ¦ ,Voltage Regeneration, - ¦ ,Extreme undervoltage, - ¦ ,Extreme Overvoltage, - ¦ ,Extreme Asymmetry,
RM22TU21_96.0 | - ¦ ,"OFF" delay, - ¦ ,"ON" delay, - ¦ ,Inhibition,
RM22TU23 | 3K9 (refer absolute Humidity 36g/m3 as worst case product Mission Profile RH evaluation) ¦ IEC60721-3-3,Climatic category, Class C ¦ Germanisher Lloyd,Environmental category, 6 cycles 24h ; +25°C +55°C ; RH: 93%..97% ¦ IEC60947-5-1,Cyclic Damp Heat Test, 380..480 AC ¦ ,Supply,Rated - ¦ ,Input 1,Voltage - ¦ ,Input 2,Spec - ¦ ,Input 3, 250V ¦ ,Output 1, 250V ¦ ,Output 2, Resistive Voltage Step Down ¦ ,Measurement mode, Yes 1) Will always illuminated when power is supplied to the product - 1) When input monitored @ normal condition, output is always energized 2) When input monitored @ fault condition, output is always de-energized Cannot declare MTTF = MTTFd (Note: customer confuses as safety product) ¦ ,MTTFd, Cannot declare B10 = B10d (Note: customer confuses as safety product) ¦ ,B10d, Drawing / Diagram
RM22TU23_1.0 | 73 ¦ ,Depth,
RM22TU23_10.0 | =< 650 Internal Design spec: >300ms and =< 650ms when product is fully discharged at min rated voltage
RM22TU23_11.0 | ~ 3 x 380… 3 x 480 ~ 3 x 304…3 x 576
RM22TU23_12.0 | -20oC..+60oC @50Hz -20oC..+50oC @60Hz ¦ ,Operation,
RM22TU23_13.0 | -40oC..+70oC ¦ ,Storage,
RM22TU23_14.0 | 10gn - 16ms ; 1000 X 6 axis (Non-Operating) ¦ IEC60068-2-29
RM22TU23_15.0 | 6mm (Screw Terminal) ¦ ,Cable stripping length,
RM22TU23_16.0 | L1, L2, L3 ¦ ,Supply,Terminal - ¦ ,Input 1, - ¦ ,Input 2, - ¦ ,Input 3, 11,12,14 ¦ ,Output 1, 21,22,24 ¦ ,Output 2,
RM22TU23_17.0 | 1 conductor: 0.5…3.3 (AWG 20…AWG 12) 2 conductors: 0.5…2.5 (AWG 20…AWG 14) ¦ IEC60947-1,Solid cable without cable end (screw terminal), 1 conductor: 0.5…2.5 (AWG 20…AWG 14) 2 conductors: 0.5…1.5 (AWG 20…AWG 16) ¦ IEC60947-1,Flexible cable with cable end (screw terminal), - ¦ IEC60947-1,Solid cable (spring terminal), - ¦ IEC60947-1,Flexible cable (spring terminal),
RM22TU23_18.0 | Cadmium free
RM22TU23_19.0 | Output will be de-energized when activated
RM22TU23_2.0 | 90 ¦ ,Height,
RM22TU23_20.0 | - ¦ IEC60255-27,Supply / Input 1, - ¦ IEC60255-27,Supply / Input 2, - ¦ IEC60255-27,Supply / Input 3, 2.0kV, 50/60Hz for 1 min ¦ IEC60255-27,Supply / Output 1, 2.0kV, 50/60Hz for 1 min ¦ IEC60255-27,Supply / Output 2, 2.0kV, 50/60Hz for 1 min ¦ IEC60255-27,Output 1 / Output 2, - ¦ IEC60255-27,Input 1 / Output 1, - ¦ IEC60255-27,Input 1 / Output 2, - ¦ IEC60255-27,Input 2 / Output 1, - ¦ IEC60255-27,Input 2 / Output 2, - ¦ IEC60255-27,Input 3 / Output 1, - ¦ IEC60255-27,Input 3 / Output 2, - ¦ IEC60255-27,Input 1 / Input 2, - ¦ IEC60255-27,Input 2 / Input 3, - ¦ IEC60255-27,Input 1 / Input 3,
RM22TU23_21.0 | EN/IEC 60255-1/60255-26/60255-27; EN/IEC 61000-6-1 to 61000-6-4; UL 508; CSA C22.2 No. 14, GB/T14048.5 2014/35/EU 2014/30/EU 2011/65/EU
RM22TU23_22.0 | 1
RM22TU23_23.0 | IEC61000-6-1, IEC 61000-6-2 ¦ ,Generic immunity standard, Level III (Contact : 6kV / Air : 8kV) ¦ IEC61000-4-2,Electrostatic discharge, Level I (10V/m: 2.0GHz to 2.7GHz) Level II (10V/m: 1.4 GHz to 2.0GHz) Level III (10V/m : 80MHz to 1GHz) ¦ IEC61000-4-3,Radiated RF & electromagnetic field, Level IV (Supply: 4kV, 5kHz/100kHz) (I/O: 2kV, 5kHz/100kHz) ¦ IEC61000-4-4,Fast transient / burst, Level IV (Supply:CM: 4kV, DM: 2KV) (I/O:CM: 1kV, DM: 1KV) ¦ IEC61000-4-5,Surge, Level III (10Vrms : 0.15MHz to 80MHz) ¦ IEC61000-4-6,Conducted RF disturbance, Level IV (30A/m : continous) (300A/m : 3s) ¦ IEC61000-4-8,Power frequency magnetic field, Class II 0%, 1/2 cycle 0%, 1 cycle 70% 25 cycles (50Hz) 70%, 30 cycles (60Hz) 0%, 250 cycles (50Hz) 0%, 300 cycles (60Hz) ¦ IEC61000-4-11,Voltage dips, short interruption & variations on power line, Level III (Supply:CM: 2.5kV, DM: 1KV) (I/O:CM: 2.5kV, DM: 1KV) ¦ IEC61000-4-18,1 MHz oscillation wave, - ¦ IEC61000-4-29,DC voltage interruption, - ¦ IEC61000-4-13,Low frequency harmonics, DC Supply : 50 Hz to 10 kHz, 3Vrms (Max 2W) - Not applicable AC Supply : 1st…200th harmonics, Max 2W ¦ Germanisher Lloyd,Conducted low frequency interference (harmonics), IEC61000-6-3, IEC 61000-6-4 ¦ ,Generic emission standard, Class B ¦ EN55022 / CISPR22,Radiated RF & electromagnetic field (IT equiment), Class B, Group 1 ¦ EN55011 / CISPR11,Radiated RF & electromagnetic field (Medical equiment), EMC 2 ¦ Germanisher Lloyd,Radiated emission from enclosure port, Class B ¦ EN55022 / CISPR22,Conducted RF emission on power line (IT equiment), Class B, Group 1 ¦ EN55011 / CISPR11,Conducted RF emission on power line (Medical equiment), EMC 2 ¦ Germanisher Lloyd,Conducted emission,
RM22TU23_24.0 | All phase cut recover ¦ ,Phase cut, Total phase swap recover Internal design spec: L23 lags L13 < 180o ¦ ,Phase sequence, - ¦ ,Over / undervoltage (symmetry windows mode), - ¦ ,Over voltage, Fixed 2% of selected Un Internal design spec: 2% +/- 1.5% ¦ ,Undervoltage , - ¦ ,Phase asymmetry, - ¦ ,Disconnection of neutral, - ¦ ,Voltage Regeneration, All phases > 315V Internal design spec: All phases >296V +/- 5% ¦ ,Extreme undervoltage (Phase loss), Internal design spec: All phases <583V +/- 5% ¦ ,Extreme Overvoltage, - ¦ ,Extreme Asymmetry,
RM22TU23_25.0 | 50 / 60 ¦ ,Rated frequency, 45…66 ¦ ,Frequency operating range,
RM22TU23_26.0 | 380, 400, 415, 440, 480 ¦ ,Input nominal voltage selection,
RM22TU23_27.0 | L1-L2-L3 ¦ ,Input terminal,
RM22TU23_28.0 | - ¦ ,Internal input resistance,
RM22TU23_29.0 | IP20 ¦ IEC60529,Terminal Block, IP40 ¦ IEC60529,Housing, IP50 (With Transparent Cover) ¦ IEC60529,Front Panel,
RM22TU23_298.0 | 95
RM22TU23_3.0 | 22.5 ¦ ,Width,
RM22TU23_30.0 | Dial pointer (Green) R (Amber) Def (Red) Dial pointer - ON ¦ ,Power supply availability, Dial pointer - OFF ¦ ,Power supply not availability, R - Slow Blink (50% ON; 50% OFF) @ 1Hz ¦ ,Timing in-progress, R - ON ¦ ,Output is energized, R - OFF ¦ ,Output is de-energized, All LEDs - Fast Blink (5% ON; 95% OFF) @ 1Hz ¦ ,Range Setting Changes, Def - Permanent OFF ¦ ,Phase Cut, Def - Permanent ON ¦ ,Phase Sequence Swap, Def - Slow Blink (50% ON; 50% OFF) @ 1Hz ¦ ,Undervoltage <U, - ¦ ,Overvoltage >U, - ¦ ,Phase Asymmetry, - ¦ ,Voltage Regeneration, Def - Permanent OFF ¦ ,Extreme Undervoltage <U (Phase loss), Def - Permanent ON ¦ ,Extreme Overvoltage >U, - ¦ ,Extreme Phase Asymmetry,
RM22TU23_31.0 | UL, CSA, DNVGL, RCM, EAC, CCC, CE, China ROHS
RM22TU23_32.0 | UL, CSA, DNVGL, RCM, EAC, CCC, CE, China ROHS
RM22TU23_33.0 | 6 cycles 24h ; +25°C +55°C ; RH: 93%..97% ¦ IEC60068-2-30,Damp heat,XX
RM22TU23_34.0 | =< 1500 at maximum rated supply voltage ¦ ,through Un power reset, - ¦ ,through front panel reset, - ¦ ,through input control reset,
RM22TU23_35.0 | =< 300 ¦ ,on crossing the threshold, - - - -
RM22TU23_36.0 | Horizontal (x,z): ±3.5mm from 1Hz…9Hz 1g from 9Hz..35Hz Vertical (y): ±1.5mm from 1Hz…9Hz 0.5g from 9Hz..35Hz ¦ IEC60068-3-3
RM22TU23_37.0 | 15gn - 11ms ; 3 X 6 axis (Non-Operating) 5gn - 11ms ; 3 X 6 axis (Operating) ¦ IEC60068-2-27
RM22TU23_38.0 | 50 / 60 45…66
RM22TU23_39.0 | L1-L3
RM22TU23_4.0 | - ¦ IEC60255-27,Supply / Input 1, - ¦ IEC60255-27,Supply / Input 2, - ¦ IEC60255-27,Supply / Input 3, >100 MOhm at 500 V DC ¦ IEC60255-27,Supply / Output 1, >100 MOhm at 500 V DC ¦ IEC60255-27,Supply / Output 2, >100 MOhm at 500 V DC ¦ IEC60255-27,Output 1 / Output 2, - ¦ IEC60255-27,Input 1 / Output 1, - ¦ IEC60255-27,Input 1 / Output 2, - ¦ IEC60255-27,Input 2 / Output 1, - ¦ IEC60255-27,Input 2 / Output 2, - ¦ IEC60255-27,Input 3 / Output 1, - ¦ IEC60255-27,Input 3 / Output 2, - ¦ IEC60255-27,Input 1 / Input 2, - ¦ IEC60255-27,Input 2 / Input 3, - ¦ IEC60255-27,Input 1 / Input 3,
RM22TU23_40.0 | 3 ¦ IEC60664-1
RM22TU23_41.0 | 8A ¦ IEC60947-5-1
RM22TU23_42.0 | 0.6…1 Nm ¦ IEC60947-1,Tightening torque,
RM22TU23_43.0 | 0.075 mm (f = 10...58.1 Hz), 1 gn (f = 58.1...150Hz) (Non-Operating) 0.035 mm (f = 10...60.1 Hz), 0.5 gn (f = 60.1...150Hz) (Operating) ¦ IEC60068-2-6
RM22TU23_44.0 | +/- 10% of selected Un Internal Design spec: 9% of selected Un (5% Base accuracy, 2% Marking, 2% Equipment uncertainty) ¦ ,Setting accuracy,
RM22TU23_45.0 | -
RM22TU23_46.0 | +/- 0.5% ¦ ,Repeat accuracy (constant parameters),
RM22TU23_47.0 | -
RM22TU23_48.0 | 3,400,000 hours ¦ ,MTTF, 350,000 hours ¦ ,B10,
RM22TU23_49.0 | 8A ¦ IEC60947-5-1,Relay Output by external fuse, - ¦ IEC62314,Solid State Output by external fuse,
RM22TU23_5.0 | =<20 @ Output Energized Internal Design Spec: =<40 @ Output Energized
RM22TU23_50.0 | Any position ¦ ,In relation to normal vertical mounting plane,
RM22TU23_51.0 | On 35 mm DIN rail ¦ IEC/EN 60715,Without socket, - ¦ IEC/EN 60715,With socket,
RM22TU23_53.0 | 15-16-18, 25-26-28
RM22TU23_54.0 | 2 x C/O relay contacts
RM22TU23_55.0 | 3 ¦ IEC60664-1
RM22TU23_58.0 | 150ms / measurement as true rms value ¦ ,Maximum measuring cycles,
RM22TU23_59.0 | 250V ¦ ,Maximum switching voltage, 8A ¦ ,Maximum switching current, - ¦ ,Maximum switching capacity,
RM22TU23_6.0 | NO: 250VAC/8A, 75k cycles NO: 250VAC/5A, 100k cycles ¦ IEC60947-4-1,AC-1, NO: 24VDC/5A, 100k cycles ¦ IEC60947-4-1,DC-1, NO: 250VAC/0.15A, 100k cycles ¦ IEC60947-5-1,AC-15, NO: 24VDC/1A, 100k cycles ¦ IEC60947-5-1,DC-13,
RM22TU23_60.0 | - ¦ IEC60947-5-4,Minimum switching voltage, - ¦ IEC60947-5-4,Minimum switching current, NO: 12V/10mA, MCTF > 80,000,000 ¦ IEC60947-5-4,Minimum switching capacity,
RM22TU23_61.0 | 1x product height ¦ ,Horizontal, 1x product width ¦ ,Vertical,
RM22TU23_62.0 | 1
RM22TU23_63.0 | Energized on fault-free ¦ ,R1 (11-12-14), Energized on fault-free ¦ ,R2 (21-22-24),
RM22TU23_64.0 | -
RM22TU23_65.0 | -
RM22TU23_66.0 | - ¦ ,permissible input overload,
RM22TU23_67.0 | 15VA
RM22TU23_68.0 | Yes ¦ ,"OFF" delay, - ¦ ,"ON" delay, - ¦ ,Inhibition,
RM22TU23_69.0 | 1 or more phase cut ¦ ,Phase cut, Total swap of phase Internal design spec: L23 lags L13 >= 180o ¦ ,Phase sequence, - ¦ ,Over / undervoltage (symmetry windows mode), - ¦ ,Over voltage, Adjustable 2%...20% of selected Un ¦ ,Undervoltage , - ¦ ,Phase asymmetry, - ¦ ,Disconnection of neutral, - ¦ ,Voltage Regeneration, 1 or more phase < 250V Internal design spec: 1 or more phase <290V +/- 5% ¦ ,Extreme undervoltage (Phase loss), Internal design spec: 593V +/- 5% ¦ ,Extreme Overvoltage, Internal design spec: 48% +/- 6% ¦ ,Extreme Asymmetry,
RM22TU23_7.0 | 4kV, OVC3 ¦ IEC60664-1,Supply, - ¦ IEC60664-1,Input 1, - ¦ IEC60664-1,Input 2, - ¦ IEC60664-1,Input 3, - ¦ IEC60664-1,Output 1, - ¦ IEC60664-1,Output 2, - ¦ IEC60664-1,Supply / Input 1,Galvanic - ¦ IEC60664-1,Supply / Input 2,Isolated - ¦ IEC60664-1,Supply / Input 3,Circuit 4kV, OVC3 ¦ IEC60664-1,Supply / Output 1, 4kV, OVC3 ¦ IEC60664-1,Supply / Output 2, 4kV, OVC3 ¦ IEC60664-1,Output 1 / Output 2, - ¦ IEC60664-1,Input 1 / Output 1, - ¦ IEC60664-1,Input 1 / Output 2, - ¦ IEC60664-1,Input 2 / Output 1, - ¦ IEC60664-1,Input 2 / Output 2, - ¦ IEC60664-1,Input 3 / Output 1, - ¦ IEC60664-1,Input 3 / Output 2, - ¦ IEC60664-1,Input 1 / Input 2, - ¦ IEC60664-1,Input 2 / Input 3, - ¦ IEC60664-1,Input 1 / Input 3,
RM22TU23_70.0 | - -
RM22TU23_71.0 | < 1% of selected Un ¦ ,Measurement error with supply voltage variation, < 0.05% / oC ¦ ,Measurement error with temperature variation,
RM22TU23_77.0 | 8A ¦ IEC61810-1,Rated switching current,
RM22TU23_78.0 | 250V ¦ IEC61810-1,Rated switching voltage,
RM22TU23_8.0 | 500V ¦ IEC60664-1,Supply, - ¦ IEC60664-1,Input 1, - ¦ IEC60664-1,Input 2, - ¦ IEC60664-1,Input 3, 250V ¦ IEC60664-1,Output 1, 250V ¦ IEC60664-1,Output 2, - ¦ IEC60664-1,Supply / Input 1,Galvanic - ¦ IEC60664-1,Supply / Input 2,Isolated - ¦ IEC60664-1,Supply / Input 3,Circuit 500V ¦ IEC60664-1,Supply / Output 1, 500V ¦ IEC60664-1,Supply / Output 2, 250V ¦ IEC60664-1,Output 1 / Output 2, - ¦ IEC60664-1,Input 1 / Output 1, - ¦ IEC60664-1,Input 1 / Output 2, - ¦ IEC60664-1,Input 2 / Output 1, - ¦ IEC60664-1,Input 2 / Output 2, - ¦ IEC60664-1,Input 3 / Output 1, - ¦ IEC60664-1,Input 3 / Output 2, - ¦ IEC60664-1,Input 1 / Input 2, - ¦ IEC60664-1,Input 2 / Input 3, - ¦ IEC60664-1,Input 1 / Input 3,
RM22TU23_81.0 | governed by response time only, status reflects to both R1 & R2 ¦ ,Phase lost , governed by response time only, status reflects to both R1 & R2 ¦ ,Phase sequence, - ¦ ,Over / undervoltage (symmetry windows mode), - ¦ ,Over voltage, governed by time delay, status reflects to both R1 & R2 ¦ ,Undervoltage , - ¦ ,Phase asymmetry, - ¦ ,Disconnection of neutral, - ¦ ,Voltage Regeneration, governed by response time only, status reflects to both R1 & R2 ¦ ,Extreme undervoltage, governed by response time only, status reflects to both R1 & R2 ¦ ,Extreme overvoltage, governed by response time only, status reflects to both R1 & R2 ¦ ,Extreme asymmetry,
RM22TU23_9.0 | 10 x 106 cycles ¦ IEC61810-1
RM22TU23_92.0 | - ¦ IEC62314,Only for solid state output,
RM22TU23_93.0 | - ¦ IEC62314,Only for solid state output,
RM22TU23_94.0 | True RMS ¦ ,Measurement method,
RM22TU23_95.0 | - ¦ ,Phase lost , - ¦ ,Phase sequence, - ¦ ,Over / undervoltage (symmetry windows mode), - ¦ ,Over voltage, -2…-20 % in the ranges 3 x 380…480 ¦ ,Undervoltage , - ¦ ,Phase asymmetry, - ¦ ,Disconnection of neutral, - ¦ ,Voltage Regeneration, - ¦ ,Extreme undervoltage, - ¦ ,Extreme Overvoltage, - ¦ ,Extreme Asymmetry,
RM22TU23_96.0 | - ¦ ,"OFF" delay, - ¦ ,"ON" delay, - ¦ ,Inhibition,
RM22UA21MR | 3K3 (No Condensation & No Formation of Ice) ¦ IEC60721-3-3,Climatic category, Class C ¦ Germanisher Lloyd,Environmental category, 6 cycles 24h ; +25°C +55°C ; RH: 93%..97% ¦ IEC60947-5-1,Cyclic Damp Heat Test, 24…240 AC/DC ¦ ,Supply,Rated 0.05..0.5 AC/DC [full: 0.05..0.5 AC/DC] ¦ ,Input 1,Voltage 0.3..3 AC/DC [full: 0.3..3 AC/DC] ¦ ,Input 2,Spec 0.5..5 AC/DC [full: 0.5..5 AC/DC] ¦ ,Input 3, 250V ¦ ,Output 1, 250V ¦ ,Output 2, - ¦ ,Over / undervoltage (windows mode), Without memory ¦ ,Over voltage, - ¦ ,Undervoltage , ~/-- 0.05…5 5 ¦ ,E1-M / B1-C, 30 ¦ ,E2-M / B2-C, 50 ¦ ,E3-M / B3-C, - ¦ ,A1+ / A2-, - ¦ ,Built in current transformer, ~/-- 0.05…0.5 ¦ ,E1-M / B1-C, ~/-- 0.3…3 ¦ ,E2-M / B2-C, ~/-- 0.5…5 ¦ ,E3-M / B3-C, - ¦ ,A1+ / A2-, - ¦ ,Built in current transformer, Adjustable 10%...100% of 0.5V ¦ ,E1-M / B1-C, Adjustable 10%...100% of 3V ¦ ,E2-M / B2-C, Adjustable 10%...100% of 5V ¦ ,E3-M / B3-C, - ¦ ,A1+ / A2-, - ¦ ,Built in current transformer, Adjustable 5%...50% of threshold setting ¦ ,E1-M / B1-C, Adjustable 5%...50% of threshold setting ¦ ,E2-M / B2-C, Adjustable 5%...50% of threshold setting ¦ ,E3-M / B3-C, - ¦ ,A1+ / A2-, - ¦ ,Built in current transformer, Resistive Voltage Step Down E1-M, E2-M, E3-M 50 / 60 36…77 +/- 10% of full scale value +/- 0.5% < 1% over whole range 0.05% / oC 30 100 True RMS Yes 1) Will always illuminated when power is supplied to the product - 1) When input monitored @ normal condition, output is always energized 2) When input monitored @ fault condition, output is always de-energized Cannot declare MTTF = MTTFd (Note: customer confuses as safety product) ¦ ,MTTFd, Cannot declare B10 = B10d (Note: customer confuses as safety product) ¦ ,B10d,
RM22UA21MR_1.0 | Depth,
RM22UA21MR_10.0 | =< 600
RM22UA21MR_11.0 | ~/-- 24…240 ~/-- 20.4…264
RM22UA21MR_12.0 | -20oC..+60oC @50Hz or DC -20oC..+50oC @60Hz (F0) -20oC..+70oC (F1) ¦ ,Operation,
RM22UA21MR_13.0 | -40oC..+80oC ¦ ,Storage,
RM22UA21MR_14.0 | 10gn - 16ms ; 1000 X 6 axis (Non-Operating) ¦ IEC60068-2-29
RM22UA21MR_15.0 | 6 (Screw Terminal) 8 (Spring Terminal) ¦ ,Cable stripping length,
RM22UA21MR_16.0 | A1, A2 ¦ ,Supply,Terminal E1, M ¦ ,Input 1, E2, M ¦ ,Input 2, E3, M ¦ ,Input 3, 11,12,14 ¦ ,Output 1, 21,22,24 ¦ ,Output 2,
RM22UA21MR_17.0 | 1 conductor: 0.5…3.3 (AWG 20…AWG 12) 2 conductors: 0.5…2.5 (AWG 20…AWG 14) ¦ IEC60947-1,Solid cable without cable end (screw terminal), 1 conductor: 0.2…2.5 (AWG 24…AWG 14) 2 conductors: 0.2…1.5 (AWG 24…AWG 16) ¦ IEC60947-1,Flexible cable with cable end (screw terminal), - ¦ IEC60947-1,Solid cable (spring terminal), - ¦ IEC60947-1,Flexible cable (spring terminal),
RM22UA21MR_18.0 | Cadmium free
RM22UA21MR_19.0 | Output will be de-energized when activated
RM22UA21MR_2.0 | Height,
RM22UA21MR_20.0 | 2.0kV, 50/60Hz for 1 min ¦ IEC60255-27,Supply / Input 1, 2.0kV, 50/60Hz for 1 min ¦ IEC60255-27,Supply / Input 2, 2.0kV, 50/60Hz for 1 min ¦ IEC60255-27,Supply / Input 3, 2.0kV, 50/60Hz for 1 min ¦ IEC60255-27,Supply / Output 1, 2.0kV, 50/60Hz for 1 min ¦ IEC60255-27,Supply / Output 2, 2.0kV, 50/60Hz for 1 min ¦ IEC60255-27,Output 1 / Output 2, 2.0kV, 50/60Hz for 1 min ¦ IEC60255-27,Input 1 / Output 1, 2.0kV, 50/60Hz for 1 min ¦ IEC60255-27,Input 1 / Output 2, 2.0kV, 50/60Hz for 1 min ¦ IEC60255-27,Input 2 / Output 1, 2.0kV, 50/60Hz for 1 min ¦ IEC60255-27,Input 2 / Output 2, 2.0kV, 50/60Hz for 1 min ¦ IEC60255-27,Input 3 / Output 1, 2.0kV, 50/60Hz for 1 min ¦ IEC60255-27,Input 3 / Output 2, - ¦ IEC60255-27,Input 1 / Input 2, - ¦ IEC60255-27,Input 2 / Input 3, - ¦ IEC60255-27,Input 1 / Input 3,
RM22UA21MR_21.0 | EN/IEC 60255-1/60255-26/60255-27; EN/IEC 61000-6-1 to 61000-6-4; UL 508; CSA C22.2 No. 14, GB/T14048.5 2014/35/EU 2014/30/EU 2011/65/EU
RM22UA21MR_22.0 | 1
RM22UA21MR_23.0 | IEC61000-6-1, IEC 61000-6-2 ¦ ,Generic immunity standard, Level III (Contact : 6kV / Air : 8kV) ¦ IEC61000-4-2,Electrostatic discharge, Level I (10V/m: 2.0GHz to 2.7GHz) Level II (10V/m: 1.4 GHz to 2.0GHz) Level III (10V/m : 80MHz to 1GHz) ¦ IEC61000-4-3,Radiated RF & electromagnetic field, Level III (F0) (Supply: 2kV, 5kHz/100kHz) (I/O: 1kV, 5kHz/100kHz) Level IV (F1) (Supply: 4kV, 5kHz/100kHz) (I/O: 2kV, 5kHz/100kHz) ¦ IEC61000-4-4,Fast transient / burst, Level III (F0) (Supply:CM: 2kV, DM: 1KV) (I/O:CM: 0.5kV, DM: 0.5KV) Level IV (F1) (Supply:CM: 4kV, DM: 2KV) (I/O:CM: 1kV, DM: 1KV) ¦ IEC61000-4-5,Surge, Level III (10Vrms : 0.15MHz to 80MHz) (10Vrms : 80MHz to 230MHz) ¦ IEC61000-4-6,Conducted RF disturbance, Level IV (30A/m : continous) (300A/m : 3s) ¦ IEC61000-4-8,Power frequency magnetic field, - ¦ IEC61000-4-11,Voltage dips, short interruption & variations on power line, Level III (Supply:CM: 2.5kV, DM: 1KV) (I/O:CM: 2.5kV, DM: 1KV) ¦ IEC61000-4-18,1 MHz oscillation wave, 0 % residual voltage, 5ms 0 % residual voltage, 10ms 0 % residual voltage, 20ms 0 % residual voltage, 50ms 0 % residual voltage, 100ms 0 % residual voltage, 200ms ¦ IEC61000-4-29,DC voltage interruption, - ¦ IEC61000-4-13,Low frequency harmonics, DC Supply : 50 Hz to 10 kHz, 3Vrms (Max 2W) AC Supply : 1st…200th harmonics, Max 2W ¦ Germanisher Lloyd,Conducted low frequency interference (harmonics), IEC61000-6-3, IEC 61000-6-4 ¦ ,Generic emission standard, Class B ¦ EN55022 / CISPR22,Radiated RF & electromagnetic field (IT equiment), Class B, Group 1 ¦ EN55011 / CISPR11,Radiated RF & electromagnetic field (Medical equiment), EMC 2 ¦ Germanisher Lloyd,Radiated emission from enclosure port, Class B ¦ EN55022 / CISPR22,Conducted RF emission on power line (IT equiment), Class B, Group 1 ¦ EN55011 / CISPR11,Conducted RF emission on power line (Medical equiment), EMC 2 ¦ Germanisher Lloyd,Conducted emission,
RM22UA21MR_29.0 | IP20 ¦ IEC60529,Terminal Block, IP40 ¦ IEC60529,Housing, IP50 (With Transparent Cover) ¦ IEC60529,Front Panel,
RM22UA21MR_298.0 | 110
RM22UA21MR_3.0 | 22.5 x 90 x 73 ¦ ,Width,
RM22UA21MR_30.0 | Dial pointer (Green) R (Amber) Dial pointer - ON ¦ ,Power supply availability, Dial pointer - OFF ¦ ,Power supply not availability, R - Slow Blink (50% ON; 50% OFF) @ 1Hz ¦ ,Timing in-progress, R - ON ¦ ,Output is energized, R - OFF ¦ ,Output is de-energized, All LEDs - Fast Blink (5% ON; 95% OFF) @ 1Hz ¦ ,Range Setting Changes,
RM22UA21MR_31.0 | UL, CSA, DNVGL, RCM, EAC, CCC, CE, China ROHS
RM22UA21MR_32.0 | UL, CSA, DNVGL, RCM, EAC, CCC, CE, China ROHS
RM22UA21MR_33.0 | 6 cycles 24h ; +25°C +55°C ; RH: 93%..97% ¦ IEC60068-2-30,Damp heat,
RM22UA21MR_34.0 | =< 1500 at maximum supply voltage ¦ ,through Un power reset, through front panel reset, through input control reset,
RM22UA21MR_35.0 | Not specified =< 300ms ¦ ,on crossing the threshold,
RM22UA21MR_36.0 | Horizontal (x,z): ±3.5mm from 1Hz…9Hz 1g from 9Hz..35Hz Vertical (y): ±1.5mm from 1Hz…9Hz 0.5g from 9Hz..35Hz ¦ IEC60068-3-3
RM22UA21MR_37.0 | 15gn - 11ms ; 3 X 6 axis (Non-Operating) 5gn - 11ms ; 3 X 6 axis (Operating) ¦ IEC60068-2-27
RM22UA21MR_38.0 | 50 / 60 45…66
RM22UA21MR_39.0 | A1-A2
RM22UA21MR_4.0 | >100 MOhm at 500 V DC ¦ IEC60255-27,Supply / Input 1, >100 MOhm at 500 V DC ¦ IEC60255-27,Supply / Input 2, >100 MOhm at 500 V DC ¦ IEC60255-27,Supply / Input 3, >100 MOhm at 500 V DC ¦ IEC60255-27,Supply / Output 1, >100 MOhm at 500 V DC ¦ IEC60255-27,Supply / Output 2, >100 MOhm at 500 V DC ¦ IEC60255-27,Output 1 / Output 2, >100 MOhm at 500 V DC ¦ IEC60255-27,Input 1 / Output 1, >100 MOhm at 500 V DC ¦ IEC60255-27,Input 1 / Output 2, >100 MOhm at 500 V DC ¦ IEC60255-27,Input 2 / Output 1, >100 MOhm at 500 V DC ¦ IEC60255-27,Input 2 / Output 2, >100 MOhm at 500 V DC ¦ IEC60255-27,Input 3 / Output 1, >100 MOhm at 500 V DC ¦ IEC60255-27,Input 3 / Output 2, - ¦ IEC60255-27,Input 1 / Input 2, - ¦ IEC60255-27,Input 2 / Input 3, - ¦ IEC60255-27,Input 1 / Input 3,
RM22UA21MR_40.0 | 3 ¦ IEC60664-1
RM22UA21MR_41.0 | 8A ¦ IEC60947-5-1
RM22UA21MR_42.0 | 0.6…1.0 ¦ IEC60947-1,Tightening torque,
RM22UA21MR_43.0 | 0.075 mm (f = 10...58.1 Hz), 1 gn (f = 58.1...150Hz) (Non-Operating) 0.035 mm (f = 10...60.1 Hz), 0.5 gn (f = 60.1...150Hz) (Operating) ¦ IEC60068-2-6
RM22UA21MR_45.0 | +/- 10% of full scales
RM22UA21MR_47.0 | +/- 2%
RM22UA21MR_48.0 | 2,700,000 hours ¦ ,MTTF, 290,000 hours ¦ ,B10,
RM22UA21MR_49.0 | 8A ¦ IEC60947-5-1,Relay Output by external fuse, - ¦ IEC62314,Solid State Output by external fuse,
RM22UA21MR_5.0 | 10
RM22UA21MR_50.0 | Any position ¦ ,In relation to normal vertical mounting plane,
RM22UA21MR_51.0 | On 35 mm DIN rail ¦ IEC/EN 60715,Without socket, - ¦ IEC/EN 60715,With socket,
RM22UA21MR_53.0 | 11-12-14, 21-22-24
RM22UA21MR_54.0 | 2 x C/O relay contacts
RM22UA21MR_55.0 | 3 ¦ IEC60664-1
RM22UA21MR_59.0 | 250V ¦ ,Maximum switching voltage, 8A ¦ ,Maximum switching current, - ¦ ,Maximum switching capacity,
RM22UA21MR_6.0 | NO: 250VAC/8A, 75k cycles NO: 250VAC/5A, 100k cycles ¦ IEC60947-4-1,AC-1, NO: 24VDC/5A, 100k cycles ¦ IEC60947-4-1,DC-1, NO: 250VAC/0.15A, 100k cycles ¦ IEC60947-5-1,AC-15, NO: 24VDC/1A, 100k cycles ¦ IEC60947-5-1,DC-13,
RM22UA21MR_60.0 | - ¦ IEC60947-5-4,Minimum switching voltage, - ¦ IEC60947-5-4,Minimum switching current, NO: 12V/10mA, MCTF > 80,000,000 ¦ IEC60947-5-4,Minimum switching capacity,
RM22UA21MR_61.0 | Not specified ¦ ,Horizontal, Not specified ¦ ,Vertical,
RM22UA21MR_62.0 | 1
RM22UA21MR_63.0 | Energized on fault-free ¦ ,R1 (11-12-14), Energized on fault-free ¦ ,R2 (21-22-24),
RM22UA21MR_64.0
RM22UA21MR_65.0 | -
RM22UA21MR_67.0 | ~ 3.5VA, -- 0.6W 1.5W
RM22UA21MR_68.0 | - ¦ ,"OFF" delay, - ¦ ,"ON" delay, - ¦ ,Inhibition,
RM22UA21MR_7.0 | 4kV, OVC3 ¦ IEC60664-1,Supply, 0.8kV, OVC3 ¦ IEC60664-1,Input 1, 0.8kV, OVC3 ¦ IEC60664-1,Input 2, 0.8kV, OVC3 ¦ IEC60664-1,Input 3, - ¦ IEC60664-1,Output 1, - ¦ IEC60664-1,Output 2, 4kV, OVC3 ¦ IEC60664-1,Supply / Input 1,Galvanic 4kV, OVC3 ¦ IEC60664-1,Supply / Input 2,Isolated 4kV, OVC3 ¦ IEC60664-1,Supply / Input 3,Circuit 4kV, OVC3 ¦ IEC60664-1,Supply / Output 1, 4kV, OVC3 ¦ IEC60664-1,Supply / Output 2, 4kV, OVC3 ¦ IEC60664-1,Output 1 / Output 2, 4kV, OVC3 ¦ IEC60664-1,Input 1 / Output 1, 4kV, OVC3 ¦ IEC60664-1,Input 1 / Output 2, 4kV, OVC3 ¦ IEC60664-1,Input 2 / Output 1, 4kV, OVC3 ¦ IEC60664-1,Input 2 / Output 2, 4kV, OVC3 ¦ IEC60664-1,Input 3 / Output 1, 4kV, OVC3 ¦ IEC60664-1,Input 3 / Output 2, - ¦ IEC60664-1,Input 1 / Input 2, - ¦ IEC60664-1,Input 2 / Input 3, - ¦ IEC60664-1,Input 1 / Input 3,
RM22UA21MR_70.0 | < 1 < 0.05
RM22UA21MR_77.0 | 8A ¦ IEC61810-1,Rated switching current,
RM22UA21MR_78.0 | 250V ¦ IEC61810-1,Rated switching voltage,
RM22UA21MR_8.0 | 250V ¦ IEC60664-1,Supply, 12.5 ¦ IEC60664-1,Input 1, 12.5 ¦ IEC60664-1,Input 2, 12.5 ¦ IEC60664-1,Input 3, 250V ¦ IEC60664-1,Output 1, 250V ¦ IEC60664-1,Output 2, 250V ¦ IEC60664-1,Supply / Input 1,Galvanic 250V ¦ IEC60664-1,Supply / Input 2,Isolated 250V ¦ IEC60664-1,Supply / Input 3,Circuit 250V ¦ IEC60664-1,Supply / Output 1, 250V ¦ IEC60664-1,Supply / Output 2, 250V ¦ IEC60664-1,Output 1 / Output 2, 250V ¦ IEC60664-1,Input 1 / Output 1, 250V ¦ IEC60664-1,Input 1 / Output 2, 250V ¦ IEC60664-1,Input 2 / Output 1, 250V ¦ IEC60664-1,Input 2 / Output 2, 250V ¦ IEC60664-1,Input 3 / Output 1, 250V ¦ IEC60664-1,Input 3 / Output 2, - ¦ IEC60664-1,Input 1 / Input 2, - ¦ IEC60664-1,Input 2 / Input 3, - ¦ IEC60664-1,Input 1 / Input 3,
RM22UA21MR_9.0 | 10 x 106 cycles ¦ IEC61810-1
RM22UA21MR_92.0 | - ¦ IEC62314,Only for solid state output,
RM22UA21MR_93.0 | - ¦ IEC62314,Only for solid state output,
RM22UA21MR_96.0 | - ¦ ,"OFF" delay, - ¦ ,"ON" delay, - ¦ ,Inhibition,
RM22UA22MR | 3K3 (No Condensation & No Formation of Ice) ¦ IEC60721-3-3,Climatic category, Class C ¦ Germanisher Lloyd,Environmental category, 6 cycles 24h ; +25°C +55°C ; RH: 93%..97% ¦ IEC60947-5-1,Cyclic Damp Heat Test, 24…240 AC/DC ¦ ,Supply,Rated 1..10 AC/DC [full: 1..10 AC/DC] ¦ ,Input 1,Voltage 5..50 AC/DC [full: 5..50 AC/DC] ¦ ,Input 2,Spec 10..100 AC/DC [full: 10..100 AC/DC] ¦ ,Input 3, 250V ¦ ,Output 1, 250V ¦ ,Output 2, - ¦ ,Over / undervoltage (windows mode), Without memory ¦ ,Over voltage, - ¦ ,Undervoltage , ~/-- 1…100 22 ¦ ,E1-M / B1-C, 110 ¦ ,E2-M / B2-C, 220 ¦ ,E3-M / B3-C, - ¦ ,A1+ / A2-, - ¦ ,Built in current transformer, ~/-- 1…10 ¦ ,E1-M / B1-C, ~/-- 5…50 ¦ ,E2-M / B2-C, ~/-- 10…100 ¦ ,E3-M / B3-C, - ¦ ,A1+ / A2-, - ¦ ,Built in current transformer, Adjustable 10%...100% of 10V ¦ ,E1-M / B1-C, Adjustable 10%...100% of 50V ¦ ,E2-M / B2-C, Adjustable 10%...100% of 100V ¦ ,E3-M / B3-C, - ¦ ,A1+ / A2-, - ¦ ,Built in current transformer, Adjustable 5%...50% of threshold setting ¦ ,E1-M / B1-C, Adjustable 5%...50% of threshold setting ¦ ,E2-M / B2-C, Adjustable 5%...50% of threshold setting ¦ ,E3-M / B3-C, - ¦ ,A1+ / A2-, - ¦ ,Built in current transformer, Resistive Voltage Step Down E1-M, E2-M, E3-M 50 / 60 36…77 +/- 10% of full scale value +/- 0.5% < 1% over whole range 0.05% / oC 30 100 True RMS Yes 1) Will always illuminated when power is supplied to the product - 1) When input monitored @ normal condition, output is always energized 2) When input monitored @ fault condition, output is always de-energized Cannot declare MTTF = MTTFd (Note: customer confuses as safety product) ¦ ,MTTFd, Cannot declare B10 = B10d (Note: customer confuses as safety product) ¦ ,B10d,
RM22UA22MR_1.0 | Depth,
RM22UA22MR_10.0 | =< 600
RM22UA22MR_11.0 | ~/-- 24…240 ~/-- 20.4…264
RM22UA22MR_12.0 | -20oC..+60oC @50Hz or DC -20oC..+50oC @60Hz (F0) -20oC..+70oC (F1) ¦ ,Operation,
RM22UA22MR_13.0 | -40oC..+80oC ¦ ,Storage,
RM22UA22MR_14.0 | 10gn - 16ms ; 1000 X 6 axis (Non-Operating) ¦ IEC60068-2-29
RM22UA22MR_15.0 | 6 (Screw Terminal) 8 (Spring Terminal) ¦ ,Cable stripping length,
RM22UA22MR_16.0 | A1, A2 ¦ ,Supply,Terminal E1, M ¦ ,Input 1, E2, M ¦ ,Input 2, E3, M ¦ ,Input 3, 11,12,14 ¦ ,Output 1, 21,22,24 ¦ ,Output 2,
RM22UA22MR_17.0 | 1 conductor: 0.5…3.3 (AWG 20…AWG 12) 2 conductors: 0.5…2.5 (AWG 20…AWG 14) ¦ IEC60947-1,Solid cable without cable end (screw terminal), 1 conductor: 0.2…2.5 (AWG 24…AWG 14) 2 conductors: 0.2…1.5 (AWG 24…AWG 16) ¦ IEC60947-1,Flexible cable with cable end (screw terminal), - ¦ IEC60947-1,Solid cable (spring terminal), - ¦ IEC60947-1,Flexible cable (spring terminal),
RM22UA22MR_18.0 | Cadmium free
RM22UA22MR_19.0 | Output will be de-energized when activated
RM22UA22MR_2.0 | Height,
RM22UA22MR_20.0 | 2.0kV, 50/60Hz for 1 min ¦ IEC60255-27,Supply / Input 1, 2.0kV, 50/60Hz for 1 min ¦ IEC60255-27,Supply / Input 2, 2.0kV, 50/60Hz for 1 min ¦ IEC60255-27,Supply / Input 3, 2.0kV, 50/60Hz for 1 min ¦ IEC60255-27,Supply / Output 1, 2.0kV, 50/60Hz for 1 min ¦ IEC60255-27,Supply / Output 2, 2.0kV, 50/60Hz for 1 min ¦ IEC60255-27,Output 1 / Output 2, 2.0kV, 50/60Hz for 1 min ¦ IEC60255-27,Input 1 / Output 1, 2.0kV, 50/60Hz for 1 min ¦ IEC60255-27,Input 1 / Output 2, 2.0kV, 50/60Hz for 1 min ¦ IEC60255-27,Input 2 / Output 1, 2.0kV, 50/60Hz for 1 min ¦ IEC60255-27,Input 2 / Output 2, 2.0kV, 50/60Hz for 1 min ¦ IEC60255-27,Input 3 / Output 1, 2.0kV, 50/60Hz for 1 min ¦ IEC60255-27,Input 3 / Output 2, - ¦ IEC60255-27,Input 1 / Input 2, - ¦ IEC60255-27,Input 2 / Input 3, - ¦ IEC60255-27,Input 1 / Input 3,
RM22UA22MR_21.0 | EN/IEC 60255-1/60255-26/60255-27; EN/IEC 61000-6-1 to 61000-6-4; UL 508; CSA C22.2 No. 14, GB/T14048.5 2014/35/EU 2014/30/EU 2011/65/EU
RM22UA22MR_22.0 | 1
RM22UA22MR_23.0 | IEC61000-6-1, IEC 61000-6-2 ¦ ,Generic immunity standard, Level III (Contact : 6kV / Air : 8kV) ¦ IEC61000-4-2,Electrostatic discharge, Level I (10V/m: 2.0GHz to 2.7GHz) Level II (10V/m: 1.4 GHz to 2.0GHz) Level III (10V/m : 80MHz to 1GHz) ¦ IEC61000-4-3,Radiated RF & electromagnetic field, Level III (F0) (Supply: 2kV, 5kHz/100kHz) (I/O: 1kV, 5kHz/100kHz) Level IV (F1) (Supply: 4kV, 5kHz/100kHz) (I/O: 2kV, 5kHz/100kHz) ¦ IEC61000-4-4,Fast transient / burst, Level III (F0) (Supply:CM: 2kV, DM: 1KV) (I/O:CM: 0.5kV, DM: 0.5KV) Level IV (F1) (Supply:CM: 4kV, DM: 2KV) (I/O:CM: 1kV, DM: 1KV) ¦ IEC61000-4-5,Surge, Level III (10Vrms : 0.15MHz to 80MHz) (10Vrms : 80MHz to 230MHz) ¦ IEC61000-4-6,Conducted RF disturbance, Level IV (30A/m : continous) (300A/m : 3s) ¦ IEC61000-4-8,Power frequency magnetic field, - ¦ IEC61000-4-11,Voltage dips, short interruption & variations on power line, Level III (Supply:CM: 2.5kV, DM: 1KV) (I/O:CM: 2.5kV, DM: 1KV) ¦ IEC61000-4-18,1 MHz oscillation wave, 0 % residual voltage, 5ms 0 % residual voltage, 10ms 0 % residual voltage, 20ms 0 % residual voltage, 50ms 0 % residual voltage, 100ms 0 % residual voltage, 200ms ¦ IEC61000-4-29,DC voltage interruption, - ¦ IEC61000-4-13,Low frequency harmonics, DC Supply : 50 Hz to 10 kHz, 3Vrms (Max 2W) AC Supply : 1st…200th harmonics, Max 2W ¦ Germanisher Lloyd,Conducted low frequency interference (harmonics), IEC61000-6-3, IEC 61000-6-4 ¦ ,Generic emission standard, Class B ¦ EN55022 / CISPR22,Radiated RF & electromagnetic field (IT equiment), Class B, Group 1 ¦ EN55011 / CISPR11,Radiated RF & electromagnetic field (Medical equiment), EMC 2 ¦ Germanisher Lloyd,Radiated emission from enclosure port, Class B ¦ EN55022 / CISPR22,Conducted RF emission on power line (IT equiment), Class B, Group 1 ¦ EN55011 / CISPR11,Conducted RF emission on power line (Medical equiment), EMC 2 ¦ Germanisher Lloyd,Conducted emission,
RM22UA22MR_29.0 | IP20 ¦ IEC60529,Terminal Block, IP40 ¦ IEC60529,Housing, IP50 (With Transparent Cover) ¦ IEC60529,Front Panel,
RM22UA22MR_298.0 | 110
RM22UA22MR_3.0 | 22.5 x 90 x 73 ¦ ,Width,
RM22UA22MR_30.0 | Dial pointer (Green) R (Amber) Dial pointer - ON ¦ ,Power supply availability, Dial pointer - OFF ¦ ,Power supply not availability, R - Slow Blink (50% ON; 50% OFF) @ 1Hz ¦ ,Timing in-progress, R - ON ¦ ,Output is energized, R - OFF ¦ ,Output is de-energized, All LEDs - Fast Blink (5% ON; 95% OFF) @ 1Hz ¦ ,Range Setting Changes,
RM22UA22MR_31.0 | UL, CSA, DNVGL, RCM, EAC, CCC, CE, China ROHS
RM22UA22MR_32.0 | UL, CSA, DNVGL, RCM, EAC, CCC, CE, China ROHS
RM22UA22MR_33.0 | 6 cycles 24h ; +25°C +55°C ; RH: 93%..97% ¦ IEC60068-2-30,Damp heat,
RM22UA22MR_34.0 | =< 1500 at maximum supply voltage ¦ ,through Un power reset, through front panel reset, through input control reset,
RM22UA22MR_35.0 | Not specified =< 300ms ¦ ,on crossing the threshold,
RM22UA22MR_36.0 | Horizontal (x,z): ±3.5mm from 1Hz…9Hz 1g from 9Hz..35Hz Vertical (y): ±1.5mm from 1Hz…9Hz 0.5g from 9Hz..35Hz ¦ IEC60068-3-3
RM22UA22MR_37.0 | 15gn - 11ms ; 3 X 6 axis (Non-Operating) 5gn - 11ms ; 3 X 6 axis (Operating) ¦ IEC60068-2-27
RM22UA22MR_38.0 | 50 / 60 45…66
RM22UA22MR_39.0 | A1-A2
RM22UA22MR_4.0 | >100 MOhm at 500 V DC ¦ IEC60255-27,Supply / Input 1, >100 MOhm at 500 V DC ¦ IEC60255-27,Supply / Input 2, >100 MOhm at 500 V DC ¦ IEC60255-27,Supply / Input 3, >100 MOhm at 500 V DC ¦ IEC60255-27,Supply / Output 1, >100 MOhm at 500 V DC ¦ IEC60255-27,Supply / Output 2, >100 MOhm at 500 V DC ¦ IEC60255-27,Output 1 / Output 2, >100 MOhm at 500 V DC ¦ IEC60255-27,Input 1 / Output 1, >100 MOhm at 500 V DC ¦ IEC60255-27,Input 1 / Output 2, >100 MOhm at 500 V DC ¦ IEC60255-27,Input 2 / Output 1, >100 MOhm at 500 V DC ¦ IEC60255-27,Input 2 / Output 2, >100 MOhm at 500 V DC ¦ IEC60255-27,Input 3 / Output 1, >100 MOhm at 500 V DC ¦ IEC60255-27,Input 3 / Output 2, - ¦ IEC60255-27,Input 1 / Input 2, - ¦ IEC60255-27,Input 2 / Input 3, - ¦ IEC60255-27,Input 1 / Input 3,
RM22UA22MR_40.0 | 3 ¦ IEC60664-1
RM22UA22MR_41.0 | 8A ¦ IEC60947-5-1
RM22UA22MR_42.0 | 0.6…1.0 ¦ IEC60947-1,Tightening torque,
RM22UA22MR_43.0 | 0.075 mm (f = 10...58.1 Hz), 1 gn (f = 58.1...150Hz) (Non-Operating) 0.035 mm (f = 10...60.1 Hz), 0.5 gn (f = 60.1...150Hz) (Operating) ¦ IEC60068-2-6
RM22UA22MR_45.0 | +/- 10% of full scales
RM22UA22MR_47.0 | +/- 2%
RM22UA22MR_48.0 | 2,700,000 hours ¦ ,MTTF, 290,000 hours ¦ ,B10,
RM22UA22MR_49.0 | 8A ¦ IEC60947-5-1,Relay Output by external fuse, - ¦ IEC62314,Solid State Output by external fuse,
RM22UA22MR_5.0 | 10
RM22UA22MR_50.0 | Any position ¦ ,In relation to normal vertical mounting plane,
RM22UA22MR_51.0 | On 35 mm DIN rail ¦ IEC/EN 60715,Without socket, - ¦ IEC/EN 60715,With socket,
RM22UA22MR_53.0 | 11-12-14, 21-22-24
RM22UA22MR_54.0 | 2 x C/O relay contacts
RM22UA22MR_55.0 | 3 ¦ IEC60664-1
RM22UA22MR_59.0 | 250V ¦ ,Maximum switching voltage, 8A ¦ ,Maximum switching current, - ¦ ,Maximum switching capacity,
RM22UA22MR_6.0 | NO: 250VAC/8A, 75k cycles NO: 250VAC/5A, 100k cycles ¦ IEC60947-4-1,AC-1, NO: 24VDC/5A, 100k cycles ¦ IEC60947-4-1,DC-1, NO: 250VAC/0.15A, 100k cycles ¦ IEC60947-5-1,AC-15, NO: 24VDC/1A, 100k cycles ¦ IEC60947-5-1,DC-13,
RM22UA22MR_60.0 | - ¦ IEC60947-5-4,Minimum switching voltage, - ¦ IEC60947-5-4,Minimum switching current, NO: 12V/10mA, MCTF > 80,000,000 ¦ IEC60947-5-4,Minimum switching capacity,
RM22UA22MR_61.0 | Not specified ¦ ,Horizontal, Not specified ¦ ,Vertical,
RM22UA22MR_62.0 | 1
RM22UA22MR_63.0 | Energized on fault-free ¦ ,R1 (11-12-14), Energized on fault-free ¦ ,R2 (21-22-24),
RM22UA22MR_64.0
RM22UA22MR_65.0 | -
RM22UA22MR_67.0 | ~ 3.5VA, -- 0.6W 1.5W
RM22UA22MR_68.0 | - ¦ ,"OFF" delay, - ¦ ,"ON" delay, - ¦ ,Inhibition,
RM22UA22MR_7.0 | 4kV, OVC3 ¦ IEC60664-1,Supply, 0.8kV, OVC3 ¦ IEC60664-1,Input 1, 0.8kV, OVC3 ¦ IEC60664-1,Input 2, 1.5kV, OVC3 ¦ IEC60664-1,Input 3, - ¦ IEC60664-1,Output 1, - ¦ IEC60664-1,Output 2, 4kV, OVC3 ¦ IEC60664-1,Supply / Input 1,Galvanic 4kV, OVC3 ¦ IEC60664-1,Supply / Input 2,Isolated 4kV, OVC3 ¦ IEC60664-1,Supply / Input 3,Circuit 4kV, OVC3 ¦ IEC60664-1,Supply / Output 1, 4kV, OVC3 ¦ IEC60664-1,Supply / Output 2, 4kV, OVC3 ¦ IEC60664-1,Output 1 / Output 2, 4kV, OVC3 ¦ IEC60664-1,Input 1 / Output 1, 4kV, OVC3 ¦ IEC60664-1,Input 1 / Output 2, 4kV, OVC3 ¦ IEC60664-1,Input 2 / Output 1, 4kV, OVC3 ¦ IEC60664-1,Input 2 / Output 2, 4kV, OVC3 ¦ IEC60664-1,Input 3 / Output 1, 4kV, OVC3 ¦ IEC60664-1,Input 3 / Output 2, - ¦ IEC60664-1,Input 1 / Input 2, - ¦ IEC60664-1,Input 2 / Input 3, - ¦ IEC60664-1,Input 1 / Input 3,
RM22UA22MR_70.0 | < 1 < 0.05
RM22UA22MR_77.0 | 8A ¦ IEC61810-1,Rated switching current,
RM22UA22MR_78.0 | 250V ¦ IEC61810-1,Rated switching voltage,
RM22UA22MR_8.0 | 250V ¦ IEC60664-1,Supply, 12.5 ¦ IEC60664-1,Input 1, 50 ¦ IEC60664-1,Input 2, 100 ¦ IEC60664-1,Input 3, 250V ¦ IEC60664-1,Output 1, 250V ¦ IEC60664-1,Output 2, 250V ¦ IEC60664-1,Supply / Input 1,Galvanic 250V ¦ IEC60664-1,Supply / Input 2,Isolated 250V ¦ IEC60664-1,Supply / Input 3,Circuit 250V ¦ IEC60664-1,Supply / Output 1, 250V ¦ IEC60664-1,Supply / Output 2, 250V ¦ IEC60664-1,Output 1 / Output 2, 250V ¦ IEC60664-1,Input 1 / Output 1, 250V ¦ IEC60664-1,Input 1 / Output 2, 250V ¦ IEC60664-1,Input 2 / Output 1, 250V ¦ IEC60664-1,Input 2 / Output 2, 250V ¦ IEC60664-1,Input 3 / Output 1, 250V ¦ IEC60664-1,Input 3 / Output 2, - ¦ IEC60664-1,Input 1 / Input 2, - ¦ IEC60664-1,Input 2 / Input 3, - ¦ IEC60664-1,Input 1 / Input 3,
RM22UA22MR_9.0 | 10 x 106 cycles ¦ IEC61810-1
RM22UA22MR_92.0 | - ¦ IEC62314,Only for solid state output,
RM22UA22MR_93.0 | - ¦ IEC62314,Only for solid state output,
RM22UA22MR_96.0 | - ¦ ,"OFF" delay, - ¦ ,"ON" delay, - ¦ ,Inhibition,
RM22UA23MR | 3K3 (No Condensation & No Formation of Ice) ¦ IEC60721-3-3,Climatic category, Class C ¦ Germanisher Lloyd,Environmental category, 6 cycles 24h ; +25°C +55°C ; RH: 93%..97% ¦ IEC60947-5-1,Cyclic Damp Heat Test, 24…240 AC/DC ¦ ,Supply,Rated 18..125 AC/DC [full: 15..150 AC/DC] ¦ ,Input 1,Voltage 37..250 AC/DC [full: 30..300 AC/DC] ¦ ,Input 2,Spec 75..440 AC/DC [full: 50..500 AC/DC] ¦ ,Input 3, 250V ¦ ,Output 1, 250V ¦ ,Output 2, - ¦ ,Over / undervoltage (windows mode), Without memory ¦ ,Over voltage, - ¦ ,Undervoltage , ~/-- 15…500 150 ¦ ,E1-M / B1-C, 300 ¦ ,E2-M / B2-C, 500 ¦ ,E3-M / B3-C, - ¦ ,A1+ / A2-, - ¦ ,Built in current transformer, ~/-- 15…150 ¦ ,E1-M / B1-C, ~/-- 30…300 ¦ ,E2-M / B2-C, ~/-- 50…500 ¦ ,E3-M / B3-C, - ¦ ,A1+ / A2-, - ¦ ,Built in current transformer, Adjustable 10%...100% of 150V ¦ ,E1-M / B1-C, Adjustable 10%...100% of 300V ¦ ,E2-M / B2-C, Adjustable 10%...100% of 500V ¦ ,E3-M / B3-C, - ¦ ,A1+ / A2-, - ¦ ,Built in current transformer, Adjustable 5%...50% of threshold setting ¦ ,E1-M / B1-C, Adjustable 5%...50% of threshold setting ¦ ,E2-M / B2-C, Adjustable 5%...50% of threshold setting ¦ ,E3-M / B3-C, - ¦ ,A1+ / A2-, - ¦ ,Built in current transformer, Resistive Voltage Step Down E1-M, E2-M, E3-M 50 / 60 36…77 +/- 10% of full scale value +/- 0.5% < 1% over whole range 0.05% / oC 30 100 True RMS Yes 1) Will always illuminated when power is supplied to the product - 1) When input monitored @ normal condition, output is always energized 2) When input monitored @ fault condition, output is always de-energized Cannot declare MTTF = MTTFd (Note: customer confuses as safety product) ¦ ,MTTFd, Cannot declare B10 = B10d (Note: customer confuses as safety product) ¦ ,B10d,
RM22UA23MR_1.0 | Depth,
RM22UA23MR_10.0 | =< 600
RM22UA23MR_11.0 | ~/-- 24…240 ~/-- 20.4…264
RM22UA23MR_12.0 | -20oC..+60oC @50Hz or DC -20oC..+50oC @60Hz (F0) -20oC..+70oC (F1) ¦ ,Operation,
RM22UA23MR_13.0 | -40oC..+80oC ¦ ,Storage,
RM22UA23MR_14.0 | 10gn - 16ms ; 1000 X 6 axis (Non-Operating) ¦ IEC60068-2-29
RM22UA23MR_15.0 | 6 (Screw Terminal) 8 (Spring Terminal) ¦ ,Cable stripping length,
RM22UA23MR_16.0 | A1, A2 ¦ ,Supply,Terminal E1, M ¦ ,Input 1, E2, M ¦ ,Input 2, E3, M ¦ ,Input 3, 11,12,14 ¦ ,Output 1, 21,22,24 ¦ ,Output 2,
RM22UA23MR_17.0 | 1 conductor: 0.5…3.3 (AWG 20…AWG 12) 2 conductors: 0.5…2.5 (AWG 20…AWG 14) ¦ IEC60947-1,Solid cable without cable end (screw terminal), 1 conductor: 0.2…2.5 (AWG 24…AWG 14) 2 conductors: 0.2…1.5 (AWG 24…AWG 16) ¦ IEC60947-1,Flexible cable with cable end (screw terminal), - ¦ IEC60947-1,Solid cable (spring terminal), - ¦ IEC60947-1,Flexible cable (spring terminal),
RM22UA23MR_18.0 | Cadmium free
RM22UA23MR_19.0 | Output will be de-energized when activated
RM22UA23MR_2.0 | Height,
RM22UA23MR_20.0 | 2.0kV, 50/60Hz for 1 min ¦ IEC60255-27,Supply / Input 1, 2.0kV, 50/60Hz for 1 min ¦ IEC60255-27,Supply / Input 2, 2.0kV, 50/60Hz for 1 min ¦ IEC60255-27,Supply / Input 3, 2.0kV, 50/60Hz for 1 min ¦ IEC60255-27,Supply / Output 1, 2.0kV, 50/60Hz for 1 min ¦ IEC60255-27,Supply / Output 2, 2.0kV, 50/60Hz for 1 min ¦ IEC60255-27,Output 1 / Output 2, 2.0kV, 50/60Hz for 1 min ¦ IEC60255-27,Input 1 / Output 1, 2.0kV, 50/60Hz for 1 min ¦ IEC60255-27,Input 1 / Output 2, 2.0kV, 50/60Hz for 1 min ¦ IEC60255-27,Input 2 / Output 1, 2.0kV, 50/60Hz for 1 min ¦ IEC60255-27,Input 2 / Output 2, 2.0kV, 50/60Hz for 1 min ¦ IEC60255-27,Input 3 / Output 1, 2.0kV, 50/60Hz for 1 min ¦ IEC60255-27,Input 3 / Output 2, - ¦ IEC60255-27,Input 1 / Input 2, - ¦ IEC60255-27,Input 2 / Input 3, - ¦ IEC60255-27,Input 1 / Input 3,
RM22UA23MR_21.0 | EN/IEC 60255-1/60255-26/60255-27; EN/IEC 61000-6-1 to 61000-6-4; UL 508; CSA C22.2 No. 14, GB/T14048.5 2014/35/EU 2014/30/EU 2011/65/EU
RM22UA23MR_22.0 | 1
RM22UA23MR_23.0 | IEC61000-6-1, IEC 61000-6-2 ¦ ,Generic immunity standard, Level III (Contact : 6kV / Air : 8kV) ¦ IEC61000-4-2,Electrostatic discharge, Level I (10V/m: 2.0GHz to 2.7GHz) Level II (10V/m: 1.4 GHz to 2.0GHz) Level III (10V/m : 80MHz to 1GHz) ¦ IEC61000-4-3,Radiated RF & electromagnetic field, Level III (F0) (Supply: 2kV, 5kHz/100kHz) (I/O: 1kV, 5kHz/100kHz) Level IV (F1) (Supply: 4kV, 5kHz/100kHz) (I/O: 2kV, 5kHz/100kHz) ¦ IEC61000-4-4,Fast transient / burst, Level III (F0) (Supply:CM: 2kV, DM: 1KV) (I/O:CM: 0.5kV, DM: 0.5KV) Level IV (F1) (Supply:CM: 4kV, DM: 2KV) (I/O:CM: 1kV, DM: 1KV) ¦ IEC61000-4-5,Surge, Level III (10Vrms : 0.15MHz to 80MHz) (10Vrms : 80MHz to 230MHz) ¦ IEC61000-4-6,Conducted RF disturbance, Level IV (30A/m : continous) (300A/m : 3s) ¦ IEC61000-4-8,Power frequency magnetic field, - ¦ IEC61000-4-11,Voltage dips, short interruption & variations on power line, Level III (Supply:CM: 2.5kV, DM: 1KV) (I/O:CM: 2.5kV, DM: 1KV) ¦ IEC61000-4-18,1 MHz oscillation wave, 0 % residual voltage, 5ms 0 % residual voltage, 10ms 0 % residual voltage, 20ms 0 % residual voltage, 50ms 0 % residual voltage, 100ms 0 % residual voltage, 200ms ¦ IEC61000-4-29,DC voltage interruption, - ¦ IEC61000-4-13,Low frequency harmonics, DC Supply : 50 Hz to 10 kHz, 3Vrms (Max 2W) AC Supply : 1st…200th harmonics, Max 2W ¦ Germanisher Lloyd,Conducted low frequency interference (harmonics), IEC61000-6-3, IEC 61000-6-4 ¦ ,Generic emission standard, Class B ¦ EN55022 / CISPR22,Radiated RF & electromagnetic field (IT equiment), Class B, Group 1 ¦ EN55011 / CISPR11,Radiated RF & electromagnetic field (Medical equiment), EMC 2 ¦ Germanisher Lloyd,Radiated emission from enclosure port, Class B ¦ EN55022 / CISPR22,Conducted RF emission on power line (IT equiment), Class B, Group 1 ¦ EN55011 / CISPR11,Conducted RF emission on power line (Medical equiment), EMC 2 ¦ Germanisher Lloyd,Conducted emission,
RM22UA23MR_29.0 | IP20 ¦ IEC60529,Terminal Block, IP40 ¦ IEC60529,Housing, IP50 (With Transparent Cover) ¦ IEC60529,Front Panel,
RM22UA23MR_298.0 | 110
RM22UA23MR_3.0 | 22.5 x 90 x 73 ¦ ,Width,
RM22UA23MR_30.0 | Dial pointer (Green) R (Amber) Dial pointer - ON ¦ ,Power supply availability, Dial pointer - OFF ¦ ,Power supply not availability, R - Slow Blink (50% ON; 50% OFF) @ 1Hz ¦ ,Timing in-progress, R - ON ¦ ,Output is energized, R - OFF ¦ ,Output is de-energized, All LEDs - Fast Blink (5% ON; 95% OFF) @ 1Hz ¦ ,Range Setting Changes,
RM22UA23MR_31.0 | UL, CSA, DNVGL, RCM, EAC, CCC, CE, China ROHS
RM22UA23MR_32.0 | UL, CSA, DNVGL, RCM, EAC, CCC, CE, China ROHS
RM22UA23MR_33.0 | 6 cycles 24h ; +25°C +55°C ; RH: 93%..97% ¦ IEC60068-2-30,Damp heat,
RM22UA23MR_34.0 | =< 1500 at maximum supply voltage ¦ ,through Un power reset, through front panel reset, through input control reset,
RM22UA23MR_35.0 | Not specified =< 300ms ¦ ,on crossing the threshold,
RM22UA23MR_36.0 | Horizontal (x,z): ±3.5mm from 1Hz…9Hz 1g from 9Hz..35Hz Vertical (y): ±1.5mm from 1Hz…9Hz 0.5g from 9Hz..35Hz ¦ IEC60068-3-3
RM22UA23MR_37.0 | 15gn - 11ms ; 3 X 6 axis (Non-Operating) 5gn - 11ms ; 3 X 6 axis (Operating) ¦ IEC60068-2-27
RM22UA23MR_38.0 | 50 / 60 45…66
RM22UA23MR_39.0 | A1-A2
RM22UA23MR_4.0 | >100 MOhm at 500 V DC ¦ IEC60255-27,Supply / Input 1, >100 MOhm at 500 V DC ¦ IEC60255-27,Supply / Input 2, >100 MOhm at 500 V DC ¦ IEC60255-27,Supply / Input 3, >100 MOhm at 500 V DC ¦ IEC60255-27,Supply / Output 1, >100 MOhm at 500 V DC ¦ IEC60255-27,Supply / Output 2, >100 MOhm at 500 V DC ¦ IEC60255-27,Output 1 / Output 2, >100 MOhm at 500 V DC ¦ IEC60255-27,Input 1 / Output 1, >100 MOhm at 500 V DC ¦ IEC60255-27,Input 1 / Output 2, >100 MOhm at 500 V DC ¦ IEC60255-27,Input 2 / Output 1, >100 MOhm at 500 V DC ¦ IEC60255-27,Input 2 / Output 2, >100 MOhm at 500 V DC ¦ IEC60255-27,Input 3 / Output 1, >100 MOhm at 500 V DC ¦ IEC60255-27,Input 3 / Output 2, - ¦ IEC60255-27,Input 1 / Input 2, - ¦ IEC60255-27,Input 2 / Input 3, - ¦ IEC60255-27,Input 1 / Input 3,
RM22UA23MR_40.0 | 3 ¦ IEC60664-1
RM22UA23MR_41.0 | 8A ¦ IEC60947-5-1
RM22UA23MR_42.0 | 0.6…1.0 ¦ IEC60947-1,Tightening torque,
RM22UA23MR_43.0 | 0.075 mm (f = 10...58.1 Hz), 1 gn (f = 58.1...150Hz) (Non-Operating) 0.035 mm (f = 10...60.1 Hz), 0.5 gn (f = 60.1...150Hz) (Operating) ¦ IEC60068-2-6
RM22UA23MR_45.0 | +/- 10% of full scales
RM22UA23MR_47.0 | +/- 2%
RM22UA23MR_48.0 | 2,700,000 hours ¦ ,MTTF, 290,000 hours ¦ ,B10,
RM22UA23MR_49.0 | 8A ¦ IEC60947-5-1,Relay Output by external fuse, - ¦ IEC62314,Solid State Output by external fuse,
RM22UA23MR_5.0 | 10
RM22UA23MR_50.0 | Any position ¦ ,In relation to normal vertical mounting plane,
RM22UA23MR_51.0 | On 35 mm DIN rail ¦ IEC/EN 60715,Without socket, - ¦ IEC/EN 60715,With socket,
RM22UA23MR_53.0 | 11-12-14, 21-22-24
RM22UA23MR_54.0 | 2 x C/O relay contacts
RM22UA23MR_55.0 | 3 ¦ IEC60664-1
RM22UA23MR_59.0 | 250V ¦ ,Maximum switching voltage, 8A ¦ ,Maximum switching current, - ¦ ,Maximum switching capacity,
RM22UA23MR_6.0 | NO: 250VAC/8A, 75k cycles NO: 250VAC/5A, 100k cycles ¦ IEC60947-4-1,AC-1, NO: 24VDC/5A, 100k cycles ¦ IEC60947-4-1,DC-1, NO: 250VAC/0.15A, 100k cycles ¦ IEC60947-5-1,AC-15, NO: 24VDC/1A, 100k cycles ¦ IEC60947-5-1,DC-13,
RM22UA23MR_60.0 | - ¦ IEC60947-5-4,Minimum switching voltage, - ¦ IEC60947-5-4,Minimum switching current, NO: 12V/10mA, MCTF > 80,000,000 ¦ IEC60947-5-4,Minimum switching capacity,
RM22UA23MR_61.0 | Not specified ¦ ,Horizontal, Not specified ¦ ,Vertical,
RM22UA23MR_62.0 | 1
RM22UA23MR_63.0 | Energized on fault-free ¦ ,R1 (11-12-14), Energized on fault-free ¦ ,R2 (21-22-24),
RM22UA23MR_64.0
RM22UA23MR_65.0 | -
RM22UA23MR_67.0 | ~ 3.5VA, -- 0.6W 1.5W
RM22UA23MR_68.0 | - ¦ ,"OFF" delay, - ¦ ,"ON" delay, - ¦ ,Inhibition,
RM22UA23MR_7.0 | 4kV, OVC3 ¦ IEC60664-1,Supply, 2.5kV, OVC3 ¦ IEC60664-1,Input 1, 4kV, OVC3 ¦ IEC60664-1,Input 2, 4kV, OVC3 ¦ IEC60664-1,Input 3, - ¦ IEC60664-1,Output 1, - ¦ IEC60664-1,Output 2, 4kV, OVC3 ¦ IEC60664-1,Supply / Input 1,Galvanic 4kV, OVC3 ¦ IEC60664-1,Supply / Input 2,Isolated 4kV, OVC3 ¦ IEC60664-1,Supply / Input 3,Circuit 4kV, OVC3 ¦ IEC60664-1,Supply / Output 1, 4kV, OVC3 ¦ IEC60664-1,Supply / Output 2, 4kV, OVC3 ¦ IEC60664-1,Output 1 / Output 2, 4kV, OVC3 ¦ IEC60664-1,Input 1 / Output 1, 4kV, OVC3 ¦ IEC60664-1,Input 1 / Output 2, 4kV, OVC3 ¦ IEC60664-1,Input 2 / Output 1, 4kV, OVC3 ¦ IEC60664-1,Input 2 / Output 2, 4kV, OVC3 ¦ IEC60664-1,Input 3 / Output 1, 4kV, OVC3 ¦ IEC60664-1,Input 3 / Output 2, - ¦ IEC60664-1,Input 1 / Input 2, - ¦ IEC60664-1,Input 2 / Input 3, - ¦ IEC60664-1,Input 1 / Input 3,
RM22UA23MR_70.0 | < 1 < 0.05
RM22UA23MR_77.0 | 8A ¦ IEC61810-1,Rated switching current,
RM22UA23MR_78.0 | 250V ¦ IEC61810-1,Rated switching voltage,
RM22UA23MR_8.0 | 250V ¦ IEC60664-1,Supply, 125V ¦ IEC60664-1,Input 1, 250V ¦ IEC60664-1,Input 2, 500V ¦ IEC60664-1,Input 3, 250V ¦ IEC60664-1,Output 1, 250V ¦ IEC60664-1,Output 2, 250V ¦ IEC60664-1,Supply / Input 1,Galvanic 250V ¦ IEC60664-1,Supply / Input 2,Isolated 500V ¦ IEC60664-1,Supply / Input 3,Circuit 250V ¦ IEC60664-1,Supply / Output 1, 250V ¦ IEC60664-1,Supply / Output 2, 250V ¦ IEC60664-1,Output 1 / Output 2, 250V ¦ IEC60664-1,Input 1 / Output 1, 250V ¦ IEC60664-1,Input 1 / Output 2, 250V ¦ IEC60664-1,Input 2 / Output 1, 250V ¦ IEC60664-1,Input 2 / Output 2, 500V ¦ IEC60664-1,Input 3 / Output 1, 500V ¦ IEC60664-1,Input 3 / Output 2, - ¦ IEC60664-1,Input 1 / Input 2, - ¦ IEC60664-1,Input 2 / Input 3, - ¦ IEC60664-1,Input 1 / Input 3,
RM22UA23MR_9.0 | 10 x 106 cycles ¦ IEC61810-1
RM22UA23MR_92.0 | - ¦ IEC62314,Only for solid state output,
RM22UA23MR_93.0 | - ¦ IEC62314,Only for solid state output,
RM22UA23MR_96.0 | - ¦ ,"OFF" delay, - ¦ ,"ON" delay, - ¦ ,Inhibition,
RM22UA3 (Catch Up) | Not specified ¦ IEC60721-3-3,Climatic category, Germanisher Lloyd,Environmental category, IEC60947-5-1,Cyclic Damp Heat Test, 600 ¦ ,Supply,Rated 600 ¦ ,Input 1,Voltage Input 2,Spec Input 3, Output 1, Output 2, - ¦ ,Over / undervoltage (windows mode), Selectable with memory / without memory ¦ ,Over voltage, Selectable with memory / without memory ¦ ,Undervoltage , ~/-- 0.05…5 RM22UA31MW: 5 RM22UA32MW: 22 RM22UA33MW: 150 ¦ ,E1-M / B1-C, RM22UA31MW: 30 RM22UA32MW: 110 RM22UA33MW: 300 ¦ ,E2-M / B2-C, RM22UA31MW: 50 RM22UA32MW: 220 RM22UA33MW: 600 ¦ ,E3-M / B3-C, A1+ / A2-, - ¦ ,Built in current transformer, RM22UA31MW: ~/-- 0.05…0.5 RM22UA32MW: ~/-- 1…10 RM22UA33MW: ~/-- 15…150 ¦ ,E1-M / B1-C, RM22UA31MW: ~/-- 0.5…3 RM22UA32MW: ~/-- 5…50 RM22UA33MW: ~/-- 30…300 ¦ ,E2-M / B2-C, RM22UA31MW: ~/-- 0.5…5 RM22UA32MW: ~/-- 10…100 RM22UA33MW: ~/-- 60…600 ¦ ,E3-M / B3-C, A1+ / A2-, - ¦ ,Built in current transformer, Adjustable 10%...100% of full range ¦ ,E1-M / B1-C, Adjustable 10%...100% of full range ¦ ,E2-M / B2-C, Adjustable 10%...100% of full range ¦ ,E3-M / B3-C, A1+ / A2-, - ¦ ,Built in current transformer, Adjustable 5%...50% of threshold setting ¦ ,E1-M / B1-C, Adjustable 5%...50% of threshold setting ¦ ,E2-M / B2-C, Adjustable 5%...50% of threshold setting ¦ ,E3-M / B3-C, A1+ / A2-, - ¦ ,Built in current transformer, Resistive Voltage Step Down E1-M, E2-M, E3-M 50 / 60 36…77 +/- 10% of full scale value +/- 0.5% < 1% over whole range 0.05% / oC 30 True RMS MTTFd, B10d,
RM22UA3 (Catch Up)_1.0 | Depth,
RM22UA3 (Catch Up)_10.0 | =< 600
RM22UA3 (Catch Up)_11.0 | ~/-- 24…240 ~/-- 20.4…264
RM22UA3 (Catch Up)_12.0 | -20…+50 ¦ ,Operation,
RM22UA3 (Catch Up)_13.0 | -40…+70 ¦ ,Storage,
RM22UA3 (Catch Up)_14.0 | IEC60068-2-29
RM22UA3 (Catch Up)_15.0 | Not specified ¦ ,Cable stripping length,
RM22UA3 (Catch Up)_16.0 | Supply,Terminal Input 1, Input 2, Input 3, Output 1, 600 ¦ ,Output 2,
RM22UA3 (Catch Up)_17.0 | 1 conductor:0.5…4 (AWG20…AWG11) 2 conductor:0.5…2.5 (AWG20…AWG14) ¦ IEC60947-1,Solid cable without cable end (screw terminal), 1 conductor:0.2…2.5 (AWG24…AWG12) 2 conductor:0.2…1.5 (AWG24…AWG16) ¦ IEC60947-1,Flexible cable with cable end (screw terminal), - ¦ IEC60947-1,Solid cable (spring terminal), - ¦ IEC60947-1,Flexible cable (spring terminal),
RM22UA3 (Catch Up)_18.0 | Cadmium-free
RM22UA3 (Catch Up)_19.0
RM22UA3 (Catch Up)_2.0 | Height,
RM22UA3 (Catch Up)_20.0 | Yes ¦ IEC60255-27,Supply / Input 1, Yes ¦ IEC60255-27,Supply / Input 2, Yes ¦ IEC60255-27,Supply / Input 3, IEC60255-27,Supply / Output 1, IEC60255-27,Supply / Output 2, IEC60255-27,Output 1 / Output 2, IEC60255-27,Input 1 / Output 1, IEC60255-27,Input 1 / Output 2, IEC60255-27,Input 2 / Output 1, IEC60255-27,Input 2 / Output 2, IEC60255-27,Input 3 / Output 1, IEC60255-27,Input 3 / Output 2, IEC60255-27,Input 1 / Input 2, IEC60255-27,Input 2 / Input 3, IEC60255-27,Input 1 / Input 3,
RM22UA3 (Catch Up)_21.0 | EN60255-6, IEC60255-6 No 73/23/EEC + 93/68/EEC No 89/336/EEC + 92/31/EEC + 93/68/EEC 2002/95/EC
RM22UA3 (Catch Up)_22.0 | Not specified
RM22UA3 (Catch Up)_23.0 | IEC61000-6-2 ¦ ,Generic immunity standard, Level 3 (6kV / 8kV) ¦ IEC61000-4-2,Electrostatic discharge, Level 3 (10V/m) ¦ IEC61000-4-3,Radiated RF & electromagnetic field, Level 3 (2kV coupling / 4kV direct) ¦ IEC61000-4-4,Fast transient / burst, Level 3 (1kV phase-phase) ¦ IEC61000-4-5,Surge, Level 3 (10V) ¦ IEC61000-4-6,Conducted RF disturbance, IEC61000-4-8,Power frequency magnetic field, Class 3 (0%, 40%, 70%, 80% of Us) ¦ IEC61000-4-11,Voltage dips, short interruption & variations on power line, IEC61000-4-18,1 MHz oscillation wave, IEC61000-4-29,DC voltage interruption, Not tested ¦ IEC61000-4-13,Low frequency harmonics, · ¦ Germanisher Lloyd,Conducted low frequency interference (harmonics), IEC61000-6-3, IEC61000-6-4 ¦ ,Generic emission standard, Class B ¦ EN55022 / CISPR22,Radiated RF & electromagnetic field (IT equiment), Class B ¦ EN55011 / CISPR11,Radiated RF & electromagnetic field (Medical equiment), EMC 2 ¦ Germanisher Lloyd,Radiated emission from enclosure port, Class B ¦ EN55022 / CISPR22,Conducted RF emission on power line (IT equiment), Class B ¦ EN55011 / CISPR11,Conducted RF emission on power line (Medical equiment), EMC 2 ¦ Germanisher Lloyd,Conducted emission,
RM22UA3 (Catch Up)_29.0 | IP20 ¦ IEC60529,Terminal Block, IP30 ¦ IEC60529,Housing, IEC60529,Front Panel,
RM22UA3 (Catch Up)_298.0 | ?
RM22UA3 (Catch Up)_3.0 | 22.5 x ? x ? ¦ ,Width,
RM22UA3 (Catch Up)_30.0 | Power supply availability, Power supply not availability, Timing in-progress, Output is energized, Output is de-energized, Range Setting Changes,
RM22UA3 (Catch Up)_31.0 | UL, CSA, GL, C-Tick, GOST, CE
RM22UA3 (Catch Up)_32.0 | UL, CSA, GL, C-Tick, GOST
RM22UA3 (Catch Up)_33.0 | 2 cycles 24h ;+25°C +55°C 95%HR ¦ IEC60068-2-30,Damp heat,
RM22UA3 (Catch Up)_34.0 | =< 1500 at maximum supply voltage ¦ ,through Un power reset, through front panel reset, through input control reset,
RM22UA3 (Catch Up)_35.0 | Not specified ¦ ,on crossing the threshold,
RM22UA3 (Catch Up)_36.0 | IEC60068-3-3
RM22UA3 (Catch Up)_37.0 | 5 gn ¦ IEC60068-2-27
RM22UA3 (Catch Up)_38.0 | 50 / 60 45…66
RM22UA3 (Catch Up)_39.0 | A1-A2
RM22UA3 (Catch Up)_4.0 | IEC60255-27,Supply / Input 1, IEC60255-27,Supply / Input 2, IEC60255-27,Supply / Input 3, IEC60255-27,Supply / Output 1, IEC60255-27,Supply / Output 2, IEC60255-27,Output 1 / Output 2, IEC60255-27,Input 1 / Output 1, IEC60255-27,Input 1 / Output 2, IEC60255-27,Input 2 / Output 1, IEC60255-27,Input 2 / Output 2, IEC60255-27,Input 3 / Output 1, IEC60255-27,Input 3 / Output 2, IEC60255-27,Input 1 / Input 2, IEC60255-27,Input 2 / Input 3, IEC60255-27,Input 1 / Input 3,
RM22UA3 (Catch Up)_40.0 | 3 ¦ IEC60664-1
RM22UA3 (Catch Up)_41.0 | IEC60947-5-1
RM22UA3 (Catch Up)_42.0 | 0.6…1 ¦ IEC60947-1,Tightening torque,
RM22UA3 (Catch Up)_43.0 | 0.035mm from 10Hz…150Hz ¦ IEC60068-2-6
RM22UA3 (Catch Up)_45.0 | +/- 10% of full scales
RM22UA3 (Catch Up)_47.0 | +/- 2%
RM22UA3 (Catch Up)_48.0 | MTTF, B10,
RM22UA3 (Catch Up)_49.0 | IEC60947-5-1,Relay Output by external fuse, IEC62314,Solid State Output by external fuse,
RM22UA3 (Catch Up)_5.0 | 10
RM22UA3 (Catch Up)_50.0 | Any position ¦ ,In relation to normal vertical mounting plane,
RM22UA3 (Catch Up)_51.0 | On Top Hat 35mm DIN rail ¦ IEC/EN 60715,Without socket, - ¦ IEC/EN 60715,With socket,
RM22UA3 (Catch Up)_53.0 | 11-12-14, 21-22-24
RM22UA3 (Catch Up)_54.0 | 2 x C/O relay contacts
RM22UA3 (Catch Up)_55.0 | III ¦ IEC60664-1
RM22UA3 (Catch Up)_59.0 | ~ 250 ¦ ,Maximum switching voltage, ~ 8 ¦ ,Maximum switching current, 2000 ¦ ,Maximum switching capacity,
RM22UA3 (Catch Up)_6.0 | 1 x 105 switching cycles ¦ IEC60947-4-1,AC-1, IEC60947-4-1,DC-1, IEC60947-5-1,AC-15, IEC60947-5-1,DC-13,
RM22UA3 (Catch Up)_60.0 | 5 ¦ IEC60947-5-4,Minimum switching voltage, 10 ¦ IEC60947-5-4,Minimum switching current, 50 ¦ IEC60947-5-4,Minimum switching capacity,
RM22UA3 (Catch Up)_61.0 | Not specified ¦ ,Horizontal, Not specified ¦ ,Vertical,
RM22UA3 (Catch Up)_62.0
RM22UA3 (Catch Up)_63.0 | Energized on fault-free ¦ ,R1 (11-12-14), R2 (21-22-24),
RM22UA3 (Catch Up)_64.0
RM22UA3 (Catch Up)_65.0
RM22UA3 (Catch Up)_67.0 | ~ 3.5VA, -- 0.6W
RM22UA3 (Catch Up)_68.0 | · ¦ ,"OFF" delay, - ¦ ,"ON" delay, - ¦ ,Inhibition,
RM22UA3 (Catch Up)_7.0 | IEC60664-1,Supply, IEC60664-1,Input 1, IEC60664-1,Input 2, IEC60664-1,Input 3, IEC60664-1,Output 1, IEC60664-1,Output 2, IEC60664-1,Supply / Input 1,Galvanic IEC60664-1,Supply / Input 2,Isolated IEC60664-1,Supply / Input 3,Circuit IEC60664-1,Supply / Output 1, IEC60664-1,Supply / Output 2, IEC60664-1,Output 1 / Output 2, IEC60664-1,Input 1 / Output 1, IEC60664-1,Input 1 / Output 2, IEC60664-1,Input 2 / Output 1, > 500MOhm @ -- 500V ¦ IEC60664-1,Input 2 / Output 2, IEC60664-1,Input 3 / Output 1, IEC60664-1,Input 3 / Output 2, IEC60664-1,Input 1 / Input 2, IEC60664-1,Input 2 / Input 3, IEC60664-1,Input 1 / Input 3,
RM22UA3 (Catch Up)_70.0 | Not specified Not specified
RM22UA3 (Catch Up)_77.0 | IEC61810-1,Rated switching current,
RM22UA3 (Catch Up)_78.0 | IEC61810-1,Rated switching voltage,
RM22UA3 (Catch Up)_8.0 | IEC60664-1,Supply, IEC60664-1,Input 1, IEC60664-1,Input 2, IEC60664-1,Input 3, 4 ¦ IEC60664-1,Output 1, IEC60664-1,Output 2, IEC60664-1,Supply / Input 1,Galvanic IEC60664-1,Supply / Input 2,Isolated IEC60664-1,Supply / Input 3,Circuit IEC60664-1,Supply / Output 1, IEC60664-1,Supply / Output 2, IEC60664-1,Output 1 / Output 2, IEC60664-1,Input 1 / Output 1, IEC60664-1,Input 1 / Output 2, IEC60664-1,Input 2 / Output 1, 2 @ 50Hz for 1 minutes ¦ IEC60664-1,Input 2 / Output 2, IEC60664-1,Input 3 / Output 1, IEC60664-1,Input 3 / Output 2, IEC60664-1,Input 1 / Input 2, IEC60664-1,Input 2 / Input 3, IEC60664-1,Input 1 / Input 3,
RM22UA3 (Catch Up)_9.0 | 30 x 106 switching cycles ¦ IEC61810-1
RM22UA3 (Catch Up)_92.0 | - ¦ IEC62314,Only for solid state output,
RM22UA3 (Catch Up)_93.0 | - ¦ IEC62314,Only for solid state output,
RM22UA3 (Catch Up)_96.0 | Adjustable 0.3…30 ¦ ,"OFF" delay, - ¦ ,"ON" delay, - ¦ ,Inhibition,
RM22UA31MR | 3K3 (No Condensation & No Formation of Ice) ¦ IEC60721-3-3,Climatic category, Class C ¦ Germanisher Lloyd,Environmental category, 6 cycles 24h ; +25°C +55°C ; RH: 93%..97% ¦ IEC60947-5-1,Cyclic Damp Heat Test, 24…240 AC/DC ¦ ,Supply,Rated 0.05..0.5 AC/DC [full: 0.05..0.5 AC/DC] ¦ ,Input 1,Voltage 0.3..3 AC/DC [full: 0.3..3 AC/DC] ¦ ,Input 2,Spec 0.5..5 AC/DC [full: 0.5..5 AC/DC] ¦ ,Input 3, 250V ¦ ,Output 1, 250V ¦ ,Output 2, Selectable with memory / without memory ¦ ,Over / undervoltage (windows mode), Selectable with memory / without memory ¦ ,Over voltage, Selectable with memory / without memory ¦ ,Undervoltage , ~/-- 0.05…5 5 ¦ ,E1-M / B1-C, 30 ¦ ,E2-M / B2-C, 50 ¦ ,E3-M / B3-C, - ¦ ,A1+ / A2-, - ¦ ,Built in current transformer, ~/-- 0.05…0.5 ¦ ,E1-M / B1-C, ~/-- 0.3…3 ¦ ,E2-M / B2-C, ~/-- 0.5…5 ¦ ,E3-M / B3-C, - ¦ ,A1+ / A2-, - ¦ ,Built in current transformer, Adjustable 10%...100% of 0.5V ¦ ,E1-M / B1-C, Adjustable 10%...100% of 3V ¦ ,E2-M / B2-C, Adjustable 10%...100% of 5V ¦ ,E3-M / B3-C, - ¦ ,A1+ / A2-, - ¦ ,Built in current transformer, Overvoltage or Undervoltage: Adjustable 5...50 % of threshold setting Window mode: Fix 3% of full scale value ¦ ,E1-M / B1-C, Overvoltage or Undervoltage: Adjustable 5...50 % of threshold setting Window mode: Fix 3% of full scale value ¦ ,E2-M / B2-C, Overvoltage or Undervoltage: Adjustable 5...50 % of threshold setting Window mode: Fix 3% of full scale value ¦ ,E3-M / B3-C, - ¦ ,A1+ / A2-, - ¦ ,Built in current transformer, Resistive Voltage Step Down E1-M, E2-M, E3-M 50 / 60 36…77 +/- 10% of full scale value +/- 0.5% < 1% over whole range 0.05% / oC 30 100 True RMS Yes 1) Will always illuminated when power is supplied to the product - 1) When input monitored @ normal condition, output is always energized 2) When input monitored @ fault condition, output is always de-energized Cannot declare MTTF = MTTFd (Note: customer confuses as safety product) ¦ ,MTTFd, Cannot declare B10 = B10d (Note: customer confuses as safety product) ¦ ,B10d,
RM22UA31MR_1.0 | Depth,
RM22UA31MR_10.0 | =< 600
RM22UA31MR_11.0 | ~/-- 24…240 ~/-- 20.4…264
RM22UA31MR_12.0 | -20oC..+60oC @50Hz or DC -20oC..+50oC @60Hz (F0) -20oC..+70oC (F1) ¦ ,Operation,
RM22UA31MR_13.0 | -40oC..+80oC ¦ ,Storage,
RM22UA31MR_14.0 | 10gn - 16ms ; 1000 X 6 axis (Non-Operating) ¦ IEC60068-2-29
RM22UA31MR_15.0 | 6 (Screw Terminal) 8 (Spring Terminal) ¦ ,Cable stripping length,
RM22UA31MR_16.0 | A1, A2 ¦ ,Supply,Terminal E1, M ¦ ,Input 1, E2, M ¦ ,Input 2, E3, M ¦ ,Input 3, 11,12,14 ¦ ,Output 1, 21,22,24 ¦ ,Output 2,
RM22UA31MR_17.0 | 1 conductor: 0.5…3.3 (AWG 20…AWG 12) 2 conductors: 0.5…2.5 (AWG 20…AWG 14) ¦ IEC60947-1,Solid cable without cable end (screw terminal), 1 conductor: 0.2…2.5 (AWG 24…AWG 14) 2 conductors: 0.2…1.5 (AWG 24…AWG 16) ¦ IEC60947-1,Flexible cable with cable end (screw terminal), - ¦ IEC60947-1,Solid cable (spring terminal), - ¦ IEC60947-1,Flexible cable (spring terminal),
RM22UA31MR_18.0 | Cadmium free
RM22UA31MR_19.0 | Output will be de-energized when activated
RM22UA31MR_2.0 | Height,
RM22UA31MR_20.0 | 2.0kV, 50/60Hz for 1 min ¦ IEC60255-27,Supply / Input 1, 2.0kV, 50/60Hz for 1 min ¦ IEC60255-27,Supply / Input 2, 2.0kV, 50/60Hz for 1 min ¦ IEC60255-27,Supply / Input 3, 2.0kV, 50/60Hz for 1 min ¦ IEC60255-27,Supply / Output 1, 2.0kV, 50/60Hz for 1 min ¦ IEC60255-27,Supply / Output 2, 2.0kV, 50/60Hz for 1 min ¦ IEC60255-27,Output 1 / Output 2, 2.0kV, 50/60Hz for 1 min ¦ IEC60255-27,Input 1 / Output 1, 2.0kV, 50/60Hz for 1 min ¦ IEC60255-27,Input 1 / Output 2, 2.0kV, 50/60Hz for 1 min ¦ IEC60255-27,Input 2 / Output 1, 2.0kV, 50/60Hz for 1 min ¦ IEC60255-27,Input 2 / Output 2, 2.0kV, 50/60Hz for 1 min ¦ IEC60255-27,Input 3 / Output 1, 2.0kV, 50/60Hz for 1 min ¦ IEC60255-27,Input 3 / Output 2, - ¦ IEC60255-27,Input 1 / Input 2, - ¦ IEC60255-27,Input 2 / Input 3, - ¦ IEC60255-27,Input 1 / Input 3,
RM22UA31MR_21.0 | EN/IEC 60255-1/60255-26/60255-27; EN/IEC 61000-6-1 to 61000-6-4; UL 508; CSA C22.2 No. 14, GB/T14048.5 2014/35/EU 2014/30/EU 2011/65/EU
RM22UA31MR_22.0 | 1
RM22UA31MR_23.0 | IEC61000-6-1, IEC 61000-6-2 ¦ ,Generic immunity standard, Level III (Contact : 6kV / Air : 8kV) ¦ IEC61000-4-2,Electrostatic discharge, Level I (10V/m: 2.0GHz to 2.7GHz) Level II (10V/m: 1.4 GHz to 2.0GHz) Level III (10V/m : 80MHz to 1GHz) ¦ IEC61000-4-3,Radiated RF & electromagnetic field, Level III (F0) (Supply: 2kV, 5kHz/100kHz) (I/O: 1kV, 5kHz/100kHz) Level IV (F1) (Supply: 4kV, 5kHz/100kHz) (I/O: 2kV, 5kHz/100kHz) ¦ IEC61000-4-4,Fast transient / burst, Level III (F0) (Supply:CM: 2kV, DM: 1KV) (I/O:CM: 0.5kV, DM: 0.5KV) Level IV (F1) (Supply:CM: 4kV, DM: 2KV) (I/O:CM: 1kV, DM: 1KV) ¦ IEC61000-4-5,Surge, Level III (10Vrms : 0.15MHz to 80MHz) (10Vrms : 80MHz to 230MHz) ¦ IEC61000-4-6,Conducted RF disturbance, Level IV (30A/m : continous) (300A/m : 3s) ¦ IEC61000-4-8,Power frequency magnetic field, - ¦ IEC61000-4-11,Voltage dips, short interruption & variations on power line, Level III (Supply:CM: 2.5kV, DM: 1KV) (I/O:CM: 2.5kV, DM: 1KV) ¦ IEC61000-4-18,1 MHz oscillation wave, 0 % residual voltage, 5ms 0 % residual voltage, 10ms 0 % residual voltage, 20ms 0 % residual voltage, 50ms 0 % residual voltage, 100ms 0 % residual voltage, 200ms ¦ IEC61000-4-29,DC voltage interruption, - ¦ IEC61000-4-13,Low frequency harmonics, DC Supply : 50 Hz to 10 kHz, 3Vrms (Max 2W) AC Supply : 1st…200th harmonics, Max 2W ¦ Germanisher Lloyd,Conducted low frequency interference (harmonics), IEC61000-6-3, IEC 61000-6-4 ¦ ,Generic emission standard, Class B ¦ EN55022 / CISPR22,Radiated RF & electromagnetic field (IT equiment), Class B, Group 1 ¦ EN55011 / CISPR11,Radiated RF & electromagnetic field (Medical equiment), EMC 2 ¦ Germanisher Lloyd,Radiated emission from enclosure port, Class B ¦ EN55022 / CISPR22,Conducted RF emission on power line (IT equiment), Class B, Group 1 ¦ EN55011 / CISPR11,Conducted RF emission on power line (Medical equiment), EMC 2 ¦ Germanisher Lloyd,Conducted emission,
RM22UA31MR_29.0 | IP20 ¦ IEC60529,Terminal Block, IP40 ¦ IEC60529,Housing, IP50 (With Transparent Cover) ¦ IEC60529,Front Panel,
RM22UA31MR_298.0 | 110
RM22UA31MR_3.0 | 22.5 x 90 x 73 ¦ ,Width,
RM22UA31MR_30.0 | Dial pointer (Green) R (Amber) Dial pointer - ON ¦ ,Power supply availability, Dial pointer - OFF ¦ ,Power supply not availability, R - Slow Blink (50% ON; 50% OFF) @ 1Hz ¦ ,Timing in-progress, R - ON ¦ ,Output is energized, R - OFF ¦ ,Output is de-energized, All LEDs - Fast Blink (5% ON; 95% OFF) @ 1Hz ¦ ,Range Setting Changes,
RM22UA31MR_31.0 | UL, CSA, DNVGL, RCM, EAC, CCC, CE, China ROHS
RM22UA31MR_32.0 | UL, CSA, DNVGL, RCM, EAC, CCC, CE, China ROHS
RM22UA31MR_33.0 | 6 cycles 24h ; +25°C +55°C ; RH: 93%..97% ¦ IEC60068-2-30,Damp heat,
RM22UA31MR_34.0 | =< 1500 at maximum supply voltage ¦ ,through Un power reset, through front panel reset, through input control reset,
RM22UA31MR_35.0 | Not specified =< 300ms ¦ ,on crossing the threshold,
RM22UA31MR_36.0 | Horizontal (x,z): ±3.5mm from 1Hz…9Hz 1g from 9Hz..35Hz Vertical (y): ±1.5mm from 1Hz…9Hz 0.5g from 9Hz..35Hz ¦ IEC60068-3-3
RM22UA31MR_37.0 | 15gn - 11ms ; 3 X 6 axis (Non-Operating) 5gn - 11ms ; 3 X 6 axis (Operating) ¦ IEC60068-2-27
RM22UA31MR_38.0 | 50 / 60 45…66
RM22UA31MR_39.0 | A1-A2
RM22UA31MR_4.0 | >100 MOhm at 500 V DC ¦ IEC60255-27,Supply / Input 1, >100 MOhm at 500 V DC ¦ IEC60255-27,Supply / Input 2, >100 MOhm at 500 V DC ¦ IEC60255-27,Supply / Input 3, >100 MOhm at 500 V DC ¦ IEC60255-27,Supply / Output 1, >100 MOhm at 500 V DC ¦ IEC60255-27,Supply / Output 2, >100 MOhm at 500 V DC ¦ IEC60255-27,Output 1 / Output 2, >100 MOhm at 500 V DC ¦ IEC60255-27,Input 1 / Output 1, >100 MOhm at 500 V DC ¦ IEC60255-27,Input 1 / Output 2, >100 MOhm at 500 V DC ¦ IEC60255-27,Input 2 / Output 1, >100 MOhm at 500 V DC ¦ IEC60255-27,Input 2 / Output 2, >100 MOhm at 500 V DC ¦ IEC60255-27,Input 3 / Output 1, >100 MOhm at 500 V DC ¦ IEC60255-27,Input 3 / Output 2, - ¦ IEC60255-27,Input 1 / Input 2, - ¦ IEC60255-27,Input 2 / Input 3, - ¦ IEC60255-27,Input 1 / Input 3,
RM22UA31MR_40.0 | 3 ¦ IEC60664-1
RM22UA31MR_41.0 | 8A ¦ IEC60947-5-1
RM22UA31MR_42.0 | 0.6…1.0 ¦ IEC60947-1,Tightening torque,
RM22UA31MR_43.0 | 0.075 mm (f = 10...58.1 Hz), 1 gn (f = 58.1...150Hz) (Non-Operating) 0.035 mm (f = 10...60.1 Hz), 0.5 gn (f = 60.1...150Hz) (Operating) ¦ IEC60068-2-6
RM22UA31MR_45.0 | +/- 10% of full scales
RM22UA31MR_47.0 | +/- 2%
RM22UA31MR_48.0 | 2,700,000 hours ¦ ,MTTF, 290,000 hours ¦ ,B10,
RM22UA31MR_49.0 | 8A ¦ IEC60947-5-1,Relay Output by external fuse, - ¦ IEC62314,Solid State Output by external fuse,
RM22UA31MR_5.0 | 10
RM22UA31MR_50.0 | Any position ¦ ,In relation to normal vertical mounting plane,
RM22UA31MR_51.0 | On 35 mm DIN rail ¦ IEC/EN 60715,Without socket, - ¦ IEC/EN 60715,With socket,
RM22UA31MR_53.0 | 11-12-14, 21-22-24
RM22UA31MR_54.0 | 2 x C/O relay contacts
RM22UA31MR_55.0 | 3 ¦ IEC60664-1
RM22UA31MR_59.0 | 250V ¦ ,Maximum switching voltage, 8A ¦ ,Maximum switching current, - ¦ ,Maximum switching capacity,
RM22UA31MR_6.0 | NO: 250VAC/8A, 75k cycles NO: 250VAC/5A, 100k cycles ¦ IEC60947-4-1,AC-1, NO: 24VDC/5A, 100k cycles ¦ IEC60947-4-1,DC-1, NO: 250VAC/0.15A, 100k cycles ¦ IEC60947-5-1,AC-15, NO: 24VDC/1A, 100k cycles ¦ IEC60947-5-1,DC-13,
RM22UA31MR_60.0 | - ¦ IEC60947-5-4,Minimum switching voltage, - ¦ IEC60947-5-4,Minimum switching current, NO: 12V/10mA, MCTF > 80,000,000 ¦ IEC60947-5-4,Minimum switching capacity,
RM22UA31MR_61.0 | Not specified ¦ ,Horizontal, Not specified ¦ ,Vertical,
RM22UA31MR_62.0 | 1
RM22UA31MR_63.0 | Energized on fault-free ¦ ,R1 (11-12-14), Energized on fault-free ¦ ,R2 (21-22-24),
RM22UA31MR_64.0
RM22UA31MR_65.0 | -
RM22UA31MR_67.0 | ~ 3.5VA, -- 0.6W 1.5W
RM22UA31MR_68.0 | Yes ¦ ,"OFF" delay, - ¦ ,"ON" delay, - ¦ ,Inhibition,
RM22UA31MR_7.0 | 4kV, OVC3 ¦ IEC60664-1,Supply, 0.8kV, OVC3 ¦ IEC60664-1,Input 1, 0.8kV, OVC3 ¦ IEC60664-1,Input 2, 0.8kV, OVC3 ¦ IEC60664-1,Input 3, - ¦ IEC60664-1,Output 1, - ¦ IEC60664-1,Output 2, 4kV, OVC3 ¦ IEC60664-1,Supply / Input 1,Galvanic 4kV, OVC3 ¦ IEC60664-1,Supply / Input 2,Isolated 4kV, OVC3 ¦ IEC60664-1,Supply / Input 3,Circuit 4kV, OVC3 ¦ IEC60664-1,Supply / Output 1, 4kV, OVC3 ¦ IEC60664-1,Supply / Output 2, 4kV, OVC3 ¦ IEC60664-1,Output 1 / Output 2, 4kV, OVC3 ¦ IEC60664-1,Input 1 / Output 1, 4kV, OVC3 ¦ IEC60664-1,Input 1 / Output 2, 4kV, OVC3 ¦ IEC60664-1,Input 2 / Output 1, 4kV, OVC3 ¦ IEC60664-1,Input 2 / Output 2, 4kV, OVC3 ¦ IEC60664-1,Input 3 / Output 1, 4kV, OVC3 ¦ IEC60664-1,Input 3 / Output 2, - ¦ IEC60664-1,Input 1 / Input 2, - ¦ IEC60664-1,Input 2 / Input 3, - ¦ IEC60664-1,Input 1 / Input 3,
RM22UA31MR_70.0 | < 1 < 0.05
RM22UA31MR_77.0 | 8A ¦ IEC61810-1,Rated switching current,
RM22UA31MR_78.0 | 250V ¦ IEC61810-1,Rated switching voltage,
RM22UA31MR_8.0 | 250V ¦ IEC60664-1,Supply, 12.5 ¦ IEC60664-1,Input 1, 12.5 ¦ IEC60664-1,Input 2, 12.5 ¦ IEC60664-1,Input 3, 250V ¦ IEC60664-1,Output 1, 250V ¦ IEC60664-1,Output 2, 250V ¦ IEC60664-1,Supply / Input 1,Galvanic 250V ¦ IEC60664-1,Supply / Input 2,Isolated 250V ¦ IEC60664-1,Supply / Input 3,Circuit 250V ¦ IEC60664-1,Supply / Output 1, 250V ¦ IEC60664-1,Supply / Output 2, 250V ¦ IEC60664-1,Output 1 / Output 2, 250V ¦ IEC60664-1,Input 1 / Output 1, 250V ¦ IEC60664-1,Input 1 / Output 2, 250V ¦ IEC60664-1,Input 2 / Output 1, 250V ¦ IEC60664-1,Input 2 / Output 2, 250V ¦ IEC60664-1,Input 3 / Output 1, 250V ¦ IEC60664-1,Input 3 / Output 2, - ¦ IEC60664-1,Input 1 / Input 2, - ¦ IEC60664-1,Input 2 / Input 3, - ¦ IEC60664-1,Input 1 / Input 3,
RM22UA31MR_9.0 | 10 x 106 cycles ¦ IEC61810-1
RM22UA31MR_92.0 | - ¦ IEC62314,Only for solid state output,
RM22UA31MR_93.0 | - ¦ IEC62314,Only for solid state output,
RM22UA31MR_96.0 | Adjustable 0.1…30 ¦ ,"OFF" delay, - ¦ ,"ON" delay, - ¦ ,Inhibition,
RM22UA32MR | 3K3 (No Condensation & No Formation of Ice) ¦ IEC60721-3-3,Climatic category, Class C ¦ Germanisher Lloyd,Environmental category, 6 cycles 24h ; +25°C +55°C ; RH: 93%..97% ¦ IEC60947-5-1,Cyclic Damp Heat Test, 24…240 AC/DC ¦ ,Supply,Rated 1..10 AC/DC [full: 1..10 AC/DC] ¦ ,Input 1,Voltage 5..50 AC/DC [full: 5..50 AC/DC] ¦ ,Input 2,Spec 10..100 AC/DC [full: 10..100 AC/DC] ¦ ,Input 3, 250V ¦ ,Output 1, 250V ¦ ,Output 2, Selectable with memory / without memory ¦ ,Over / undervoltage (windows mode), Selectable with memory / without memory ¦ ,Over voltage, Selectable with memory / without memory ¦ ,Undervoltage , ~/-- 1…100 22 ¦ ,E1-M / B1-C, 110 ¦ ,E2-M / B2-C, 220 ¦ ,E3-M / B3-C, - ¦ ,A1+ / A2-, - ¦ ,Built in current transformer, ~/-- 1…10 ¦ ,E1-M / B1-C, ~/-- 5…50 ¦ ,E2-M / B2-C, ~/-- 10…100 ¦ ,E3-M / B3-C, - ¦ ,A1+ / A2-, - ¦ ,Built in current transformer, Adjustable 10%...100% of 10V ¦ ,E1-M / B1-C, Adjustable 10%...100% of 50V ¦ ,E2-M / B2-C, Adjustable 10%...100% of 100V ¦ ,E3-M / B3-C, - ¦ ,A1+ / A2-, - ¦ ,Built in current transformer, Overvoltage or Undervoltage: Adjustable 5...50 % of threshold setting Window mode: Fix 3% of full scale value ¦ ,E1-M / B1-C, Overvoltage or Undervoltage: Adjustable 5...50 % of threshold setting Window mode: Fix 3% of full scale value ¦ ,E2-M / B2-C, Overvoltage or Undervoltage: Adjustable 5...50 % of threshold setting Window mode: Fix 3% of full scale value ¦ ,E3-M / B3-C, - ¦ ,A1+ / A2-, - ¦ ,Built in current transformer, Resistive Voltage Step Down E1-M, E2-M, E3-M 50 / 60 36…77 +/- 10% of full scale value +/- 0.5% < 1% over whole range 0.05% / oC 30 100 True RMS Yes 1) Will always illuminated when power is supplied to the product - 1) When input monitored @ normal condition, output is always energized 2) When input monitored @ fault condition, output is always de-energized Cannot declare MTTF = MTTFd (Note: customer confuses as safety product) ¦ ,MTTFd, Cannot declare B10 = B10d (Note: customer confuses as safety product) ¦ ,B10d,
RM22UA32MR_1.0 | Depth,
RM22UA32MR_10.0 | =< 600
RM22UA32MR_11.0 | ~/-- 24…240 ~/-- 20.4…264
RM22UA32MR_12.0 | -20oC..+60oC @50Hz or DC -20oC..+50oC @60Hz (F0) -20oC..+70oC (F1) ¦ ,Operation,
RM22UA32MR_13.0 | -40oC..+70oC ¦ ,Storage,
RM22UA32MR_14.0 | 10gn - 16ms ; 1000 X 6 axis (Non-Operating) ¦ IEC60068-2-29
RM22UA32MR_15.0 | 6 (Screw Terminal) 8 (Spring Terminal) ¦ ,Cable stripping length,
RM22UA32MR_16.0 | A1, A2 ¦ ,Supply,Terminal E1, M ¦ ,Input 1, E2, M ¦ ,Input 2, E3, M ¦ ,Input 3, 11,12,14 ¦ ,Output 1, 21,22,24 ¦ ,Output 2,
RM22UA32MR_17.0 | 1 conductor: 0.5…3.3 (AWG 20…AWG 12) 2 conductors: 0.5…2.5 (AWG 20…AWG 14) ¦ IEC60947-1,Solid cable without cable end (screw terminal), 1 conductor: 0.2…2.5 (AWG 24…AWG 14) 2 conductors: 0.2…1.5 (AWG 24…AWG 16) ¦ IEC60947-1,Flexible cable with cable end (screw terminal), - ¦ IEC60947-1,Solid cable (spring terminal), - ¦ IEC60947-1,Flexible cable (spring terminal),
RM22UA32MR_18.0 | Cadmium free
RM22UA32MR_19.0 | Output will be de-energized when activated
RM22UA32MR_2.0 | Height,
RM22UA32MR_20.0 | 2.0kV, 50/60Hz for 1 min ¦ IEC60255-27,Supply / Input 1, 2.0kV, 50/60Hz for 1 min ¦ IEC60255-27,Supply / Input 2, 2.0kV, 50/60Hz for 1 min ¦ IEC60255-27,Supply / Input 3, 2.0kV, 50/60Hz for 1 min ¦ IEC60255-27,Supply / Output 1, 2.0kV, 50/60Hz for 1 min ¦ IEC60255-27,Supply / Output 2, 2.0kV, 50/60Hz for 1 min ¦ IEC60255-27,Output 1 / Output 2, 2.0kV, 50/60Hz for 1 min ¦ IEC60255-27,Input 1 / Output 1, 2.0kV, 50/60Hz for 1 min ¦ IEC60255-27,Input 1 / Output 2, 2.0kV, 50/60Hz for 1 min ¦ IEC60255-27,Input 2 / Output 1, 2.0kV, 50/60Hz for 1 min ¦ IEC60255-27,Input 2 / Output 2, 2.0kV, 50/60Hz for 1 min ¦ IEC60255-27,Input 3 / Output 1, 2.0kV, 50/60Hz for 1 min ¦ IEC60255-27,Input 3 / Output 2, - ¦ IEC60255-27,Input 1 / Input 2, - ¦ IEC60255-27,Input 2 / Input 3, - ¦ IEC60255-27,Input 1 / Input 3,
RM22UA32MR_21.0 | EN/IEC 60255-1/60255-26/60255-27; EN/IEC 61000-6-1 to 61000-6-4; UL 508; CSA C22.2 No. 14, GB/T14048.5 2014/35/EU 2014/30/EU 2011/65/EU
RM22UA32MR_22.0 | 1
RM22UA32MR_23.0 | IEC61000-6-1, IEC 61000-6-2 ¦ ,Generic immunity standard, Level III (Contact : 6kV / Air : 8kV) ¦ IEC61000-4-2,Electrostatic discharge, Level I (10V/m: 2.0GHz to 2.7GHz) Level II (10V/m: 1.4 GHz to 2.0GHz) Level III (10V/m : 80MHz to 1GHz) ¦ IEC61000-4-3,Radiated RF & electromagnetic field, Level III (F0) (Supply: 2kV, 5kHz/100kHz) (I/O: 1kV, 5kHz/100kHz) Level IV (F1) (Supply: 4kV, 5kHz/100kHz) (I/O: 2kV, 5kHz/100kHz) ¦ IEC61000-4-4,Fast transient / burst, Level III (F0) (Supply:CM: 2kV, DM: 1KV) (I/O:CM: 0.5kV, DM: 0.5KV) Level IV (F1) (Supply:CM: 4kV, DM: 2KV) (I/O:CM: 1kV, DM: 1KV) ¦ IEC61000-4-5,Surge, Level III (10Vrms : 0.15MHz to 80MHz) (10Vrms : 80MHz to 230MHz) ¦ IEC61000-4-6,Conducted RF disturbance, Level IV (30A/m : continous) (300A/m : 3s) ¦ IEC61000-4-8,Power frequency magnetic field, - ¦ IEC61000-4-11,Voltage dips, short interruption & variations on power line, Level III (Supply:CM: 2.5kV, DM: 1KV) (I/O:CM: 2.5kV, DM: 1KV) ¦ IEC61000-4-18,1 MHz oscillation wave, 0 % residual voltage, 5ms 0 % residual voltage, 10ms 0 % residual voltage, 20ms 0 % residual voltage, 50ms 0 % residual voltage, 100ms 0 % residual voltage, 200ms ¦ IEC61000-4-29,DC voltage interruption, - ¦ IEC61000-4-13,Low frequency harmonics, DC Supply : 50 Hz to 10 kHz, 3Vrms (Max 2W) AC Supply : 1st…200th harmonics, Max 2W ¦ Germanisher Lloyd,Conducted low frequency interference (harmonics), IEC61000-6-3, IEC 61000-6-4 ¦ ,Generic emission standard, Class B ¦ EN55022 / CISPR22,Radiated RF & electromagnetic field (IT equiment), Class B, Group 1 ¦ EN55011 / CISPR11,Radiated RF & electromagnetic field (Medical equiment), EMC 2 ¦ Germanisher Lloyd,Radiated emission from enclosure port, Class B ¦ EN55022 / CISPR22,Conducted RF emission on power line (IT equiment), Class B, Group 1 ¦ EN55011 / CISPR11,Conducted RF emission on power line (Medical equiment), EMC 2 ¦ Germanisher Lloyd,Conducted emission,
RM22UA32MR_29.0 | IP20 ¦ IEC60529,Terminal Block, IP40 ¦ IEC60529,Housing, IP50 (With Transparent Cover) ¦ IEC60529,Front Panel,
RM22UA32MR_298.0 | 110
RM22UA32MR_3.0 | 22.5 x 90 x 73 ¦ ,Width,
RM22UA32MR_30.0 | Dial pointer (Green) R (Amber) Dial pointer - ON ¦ ,Power supply availability, Dial pointer - OFF ¦ ,Power supply not availability, R - Slow Blink (50% ON; 50% OFF) @ 1Hz ¦ ,Timing in-progress, R - ON ¦ ,Output is energized, R - OFF ¦ ,Output is de-energized, All LEDs - Fast Blink (5% ON; 95% OFF) @ 1Hz ¦ ,Range Setting Changes,
RM22UA32MR_31.0 | UL, CSA, DNVGL, RCM, EAC, CCC, CE, China ROHS
RM22UA32MR_32.0 | UL, CSA, DNVGL, RCM, EAC, CCC, CE, China ROHS
RM22UA32MR_33.0 | 6 cycles 24h ; +25°C +55°C ; RH: 93%..97% ¦ IEC60068-2-30,Damp heat,
RM22UA32MR_34.0 | =< 1500 at maximum supply voltage ¦ ,through Un power reset, through front panel reset, through input control reset,
RM22UA32MR_35.0 | Not specified =< 300ms ¦ ,on crossing the threshold,
RM22UA32MR_36.0 | Horizontal (x,z): ±3.5mm from 1Hz…9Hz 1g from 9Hz..35Hz Vertical (y): ±1.5mm from 1Hz…9Hz 0.5g from 9Hz..35Hz ¦ IEC60068-3-3
RM22UA32MR_37.0 | 15gn - 11ms ; 3 X 6 axis (Non-Operating) 5gn - 11ms ; 3 X 6 axis (Operating) ¦ IEC60068-2-27
RM22UA32MR_38.0 | 50 / 60 45…66
RM22UA32MR_39.0 | A1-A2
RM22UA32MR_4.0 | >100 MOhm at 500 V DC ¦ IEC60255-27,Supply / Input 1, >100 MOhm at 500 V DC ¦ IEC60255-27,Supply / Input 2, >100 MOhm at 500 V DC ¦ IEC60255-27,Supply / Input 3, >100 MOhm at 500 V DC ¦ IEC60255-27,Supply / Output 1, >100 MOhm at 500 V DC ¦ IEC60255-27,Supply / Output 2, >100 MOhm at 500 V DC ¦ IEC60255-27,Output 1 / Output 2, >100 MOhm at 500 V DC ¦ IEC60255-27,Input 1 / Output 1, >100 MOhm at 500 V DC ¦ IEC60255-27,Input 1 / Output 2, >100 MOhm at 500 V DC ¦ IEC60255-27,Input 2 / Output 1, >100 MOhm at 500 V DC ¦ IEC60255-27,Input 2 / Output 2, >100 MOhm at 500 V DC ¦ IEC60255-27,Input 3 / Output 1, >100 MOhm at 500 V DC ¦ IEC60255-27,Input 3 / Output 2, - ¦ IEC60255-27,Input 1 / Input 2, - ¦ IEC60255-27,Input 2 / Input 3, - ¦ IEC60255-27,Input 1 / Input 3,
RM22UA32MR_40.0 | 3 ¦ IEC60664-1
RM22UA32MR_41.0 | 8A ¦ IEC60947-5-1
RM22UA32MR_42.0 | 0.6…1.0 ¦ IEC60947-1,Tightening torque,
RM22UA32MR_43.0 | 0.075 mm (f = 10...58.1 Hz), 1 gn (f = 58.1...150Hz) (Non-Operating) 0.035 mm (f = 10...60.1 Hz), 0.5 gn (f = 60.1...150Hz) (Operating) ¦ IEC60068-2-6
RM22UA32MR_45.0 | +/- 10% of full scales
RM22UA32MR_47.0 | +/- 2%
RM22UA32MR_48.0 | 2,700,000 hours ¦ ,MTTF, 290,000 hours ¦ ,B10,
RM22UA32MR_49.0 | 8A ¦ IEC60947-5-1,Relay Output by external fuse, - ¦ IEC62314,Solid State Output by external fuse,
RM22UA32MR_5.0 | 10
RM22UA32MR_50.0 | Any position ¦ ,In relation to normal vertical mounting plane,
RM22UA32MR_51.0 | On 35 mm DIN rail ¦ IEC/EN 60715,Without socket, - ¦ IEC/EN 60715,With socket,
RM22UA32MR_53.0 | 11-12-14, 21-22-24
RM22UA32MR_54.0 | 2 x C/O relay contacts
RM22UA32MR_55.0 | 3 ¦ IEC60664-1
RM22UA32MR_59.0 | 250V ¦ ,Maximum switching voltage, 8A ¦ ,Maximum switching current, - ¦ ,Maximum switching capacity,
RM22UA32MR_6.0 | NO: 250VAC/8A, 75k cycles NO: 250VAC/5A, 100k cycles ¦ IEC60947-4-1,AC-1, NO: 24VDC/5A, 100k cycles ¦ IEC60947-4-1,DC-1, NO: 250VAC/0.15A, 100k cycles ¦ IEC60947-5-1,AC-15, NO: 24VDC/1A, 100k cycles ¦ IEC60947-5-1,DC-13,
RM22UA32MR_60.0 | - ¦ IEC60947-5-4,Minimum switching voltage, - ¦ IEC60947-5-4,Minimum switching current, NO: 12V/10mA, MCTF > 80,000,000 ¦ IEC60947-5-4,Minimum switching capacity,
RM22UA32MR_61.0 | Not specified ¦ ,Horizontal, Not specified ¦ ,Vertical,
RM22UA32MR_62.0 | 1
RM22UA32MR_63.0 | Energized on fault-free ¦ ,R1 (11-12-14), Energized on fault-free ¦ ,R2 (21-22-24),
RM22UA32MR_64.0
RM22UA32MR_65.0 | -
RM22UA32MR_67.0 | ~ 3.5VA, -- 0.6W 1.5W
RM22UA32MR_68.0 | Yes ¦ ,"OFF" delay, - ¦ ,"ON" delay, - ¦ ,Inhibition,
RM22UA32MR_7.0 | 4kV, OVC3 ¦ IEC60664-1,Supply, 0.8kV, OVC3 ¦ IEC60664-1,Input 1, 0.8kV, OVC3 ¦ IEC60664-1,Input 2, 1.5kV, OVC3 ¦ IEC60664-1,Input 3, - ¦ IEC60664-1,Output 1, - ¦ IEC60664-1,Output 2, 4kV, OVC3 ¦ IEC60664-1,Supply / Input 1,Galvanic 4kV, OVC3 ¦ IEC60664-1,Supply / Input 2,Isolated 4kV, OVC3 ¦ IEC60664-1,Supply / Input 3,Circuit 4kV, OVC3 ¦ IEC60664-1,Supply / Output 1, 4kV, OVC3 ¦ IEC60664-1,Supply / Output 2, 4kV, OVC3 ¦ IEC60664-1,Output 1 / Output 2, 4kV, OVC3 ¦ IEC60664-1,Input 1 / Output 1, 4kV, OVC3 ¦ IEC60664-1,Input 1 / Output 2, 4kV, OVC3 ¦ IEC60664-1,Input 2 / Output 1, 4kV, OVC3 ¦ IEC60664-1,Input 2 / Output 2, 4kV, OVC3 ¦ IEC60664-1,Input 3 / Output 1, 4kV, OVC3 ¦ IEC60664-1,Input 3 / Output 2, - ¦ IEC60664-1,Input 1 / Input 2, - ¦ IEC60664-1,Input 2 / Input 3, - ¦ IEC60664-1,Input 1 / Input 3,
RM22UA32MR_70.0 | < 1 < 0.05
RM22UA32MR_77.0 | 8A ¦ IEC61810-1,Rated switching current,
RM22UA32MR_78.0 | 250V ¦ IEC61810-1,Rated switching voltage,
RM22UA32MR_8.0 | 250V ¦ IEC60664-1,Supply, 12.5 ¦ IEC60664-1,Input 1, 50 ¦ IEC60664-1,Input 2, 100 ¦ IEC60664-1,Input 3, 250V ¦ IEC60664-1,Output 1, 250V ¦ IEC60664-1,Output 2, 250V ¦ IEC60664-1,Supply / Input 1,Galvanic 250V ¦ IEC60664-1,Supply / Input 2,Isolated 250V ¦ IEC60664-1,Supply / Input 3,Circuit 250V ¦ IEC60664-1,Supply / Output 1, 250V ¦ IEC60664-1,Supply / Output 2, 250V ¦ IEC60664-1,Output 1 / Output 2, 250V ¦ IEC60664-1,Input 1 / Output 1, 250V ¦ IEC60664-1,Input 1 / Output 2, 250V ¦ IEC60664-1,Input 2 / Output 1, 250V ¦ IEC60664-1,Input 2 / Output 2, 250V ¦ IEC60664-1,Input 3 / Output 1, 250V ¦ IEC60664-1,Input 3 / Output 2, - ¦ IEC60664-1,Input 1 / Input 2, - ¦ IEC60664-1,Input 2 / Input 3, - ¦ IEC60664-1,Input 1 / Input 3,
RM22UA32MR_9.0 | 10 x 106 cycles ¦ IEC61810-1
RM22UA32MR_92.0 | - ¦ IEC62314,Only for solid state output,
RM22UA32MR_93.0 | - ¦ IEC62314,Only for solid state output,
RM22UA32MR_96.0 | Adjustable 0.1…30 ¦ ,"OFF" delay, - ¦ ,"ON" delay, - ¦ ,Inhibition,
RM22UA33MR | 3K3 (No Condensation & No Formation of Ice) ¦ IEC60721-3-3,Climatic category, Class C ¦ Germanisher Lloyd,Environmental category, 6 cycles 24h ; +25°C +55°C ; RH: 93%..97% ¦ IEC60947-5-1,Cyclic Damp Heat Test, 24…240 AC/DC ¦ ,Supply,Rated 18..125 AC/DC [full: 15..150 AC/DC] ¦ ,Input 1,Voltage 37..250 AC/DC [full: 30..300 AC/DC] ¦ ,Input 2,Spec 75..440 AC/DC [full: 50..500 AC/DC] ¦ ,Input 3, 250V ¦ ,Output 1, 250V ¦ ,Output 2, Selectable with memory / without memory ¦ ,Over / undervoltage (windows mode), Selectable with memory / without memory ¦ ,Over voltage, Selectable with memory / without memory ¦ ,Undervoltage , ~/-- 15…500 150 ¦ ,E1-M / B1-C, 300 ¦ ,E2-M / B2-C, 500 ¦ ,E3-M / B3-C, - ¦ ,A1+ / A2-, - ¦ ,Built in current transformer, ~/-- 15…150 ¦ ,E1-M / B1-C, ~/-- 30…300 ¦ ,E2-M / B2-C, ~/-- 50…500 ¦ ,E3-M / B3-C, - ¦ ,A1+ / A2-, - ¦ ,Built in current transformer, Adjustable 10%...100% of 150V ¦ ,E1-M / B1-C, Adjustable 10%...100% of 300V ¦ ,E2-M / B2-C, Adjustable 10%...100% of 500V ¦ ,E3-M / B3-C, - ¦ ,A1+ / A2-, - ¦ ,Built in current transformer, Overvoltage or Undervoltage: Adjustable 5...50 % of threshold setting Window mode: Fix 3% of full scale value ¦ ,E1-M / B1-C, Overvoltage or Undervoltage: Adjustable 5...50 % of threshold setting Window mode: Fix 3% of full scale value ¦ ,E2-M / B2-C, Overvoltage or Undervoltage: Adjustable 5...50 % of threshold setting Window mode: Fix 3% of full scale value ¦ ,E3-M / B3-C, - ¦ ,A1+ / A2-, - ¦ ,Built in current transformer, Resistive Voltage Step Down E1-M, E2-M, E3-M 50 / 60 36…77 +/- 10% of full scale value +/- 0.5% < 1% over whole range 0.05% / oC 30 100 True RMS Yes 1) Will always illuminated when power is supplied to the product - 1) When input monitored @ normal condition, output is always energized 2) When input monitored @ fault condition, output is always de-energized Cannot declare MTTF = MTTFd (Note: customer confuses as safety product) ¦ ,MTTFd, Cannot declare B10 = B10d (Note: customer confuses as safety product) ¦ ,B10d,
RM22UA33MR_1.0 | Depth,
RM22UA33MR_10.0 | =< 600
RM22UA33MR_11.0 | ~/-- 24…240 ~/-- 20.4…264
RM22UA33MR_12.0 | -20oC..+60oC @50Hz or DC -20oC..+50oC @60Hz (F0) -20oC..+70oC (F1) ¦ ,Operation,
RM22UA33MR_13.0 | -40oC..+70oC ¦ ,Storage,
RM22UA33MR_14.0 | 10gn - 16ms ; 1000 X 6 axis (Non-Operating) ¦ IEC60068-2-29
RM22UA33MR_15.0 | 6 (Screw Terminal) 8 (Spring Terminal) ¦ ,Cable stripping length,
RM22UA33MR_16.0 | A1, A2 ¦ ,Supply,Terminal E1, M ¦ ,Input 1, E2, M ¦ ,Input 2, E3, M ¦ ,Input 3, 11,12,14 ¦ ,Output 1, 21,22,24 ¦ ,Output 2,
RM22UA33MR_17.0 | 1 conductor: 0.5…3.3 (AWG 20…AWG 12) 2 conductors: 0.5…2.5 (AWG 20…AWG 14) ¦ IEC60947-1,Solid cable without cable end (screw terminal), 1 conductor: 0.2…2.5 (AWG 24…AWG 14) 2 conductors: 0.2…1.5 (AWG 24…AWG 16) ¦ IEC60947-1,Flexible cable with cable end (screw terminal), - ¦ IEC60947-1,Solid cable (spring terminal), - ¦ IEC60947-1,Flexible cable (spring terminal),
RM22UA33MR_18.0 | Cadmium free
RM22UA33MR_19.0 | Output will be de-energized when activated
RM22UA33MR_2.0 | Height,
RM22UA33MR_20.0 | 2.0kV, 50/60Hz for 1 min ¦ IEC60255-27,Supply / Input 1, 2.0kV, 50/60Hz for 1 min ¦ IEC60255-27,Supply / Input 2, 2.0kV, 50/60Hz for 1 min ¦ IEC60255-27,Supply / Input 3, 2.0kV, 50/60Hz for 1 min ¦ IEC60255-27,Supply / Output 1, 2.0kV, 50/60Hz for 1 min ¦ IEC60255-27,Supply / Output 2, 2.0kV, 50/60Hz for 1 min ¦ IEC60255-27,Output 1 / Output 2, 2.0kV, 50/60Hz for 1 min ¦ IEC60255-27,Input 1 / Output 1, 2.0kV, 50/60Hz for 1 min ¦ IEC60255-27,Input 1 / Output 2, 2.0kV, 50/60Hz for 1 min ¦ IEC60255-27,Input 2 / Output 1, 2.0kV, 50/60Hz for 1 min ¦ IEC60255-27,Input 2 / Output 2, 2.0kV, 50/60Hz for 1 min ¦ IEC60255-27,Input 3 / Output 1, 2.0kV, 50/60Hz for 1 min ¦ IEC60255-27,Input 3 / Output 2, - ¦ IEC60255-27,Input 1 / Input 2, - ¦ IEC60255-27,Input 2 / Input 3, - ¦ IEC60255-27,Input 1 / Input 3,
RM22UA33MR_21.0 | EN/IEC 60255-1/60255-26/60255-27; EN/IEC 61000-6-1 to 61000-6-4; UL 508; CSA C22.2 No. 14, GB/T14048.5 2014/35/EU 2014/30/EU 2011/65/EU
RM22UA33MR_22.0 | 1
RM22UA33MR_23.0 | IEC61000-6-1, IEC 61000-6-2 ¦ ,Generic immunity standard, Level III (Contact : 6kV / Air : 8kV) ¦ IEC61000-4-2,Electrostatic discharge, Level I (10V/m: 2.0GHz to 2.7GHz) Level II (10V/m: 1.4 GHz to 2.0GHz) Level III (10V/m : 80MHz to 1GHz) ¦ IEC61000-4-3,Radiated RF & electromagnetic field, Level III (F0) (Supply: 2kV, 5kHz/100kHz) (I/O: 1kV, 5kHz/100kHz) Level IV (F1) (Supply: 4kV, 5kHz/100kHz) (I/O: 2kV, 5kHz/100kHz) ¦ IEC61000-4-4,Fast transient / burst, Level III (F0) (Supply:CM: 2kV, DM: 1KV) (I/O:CM: 0.5kV, DM: 0.5KV) Level IV (F1) (Supply:CM: 4kV, DM: 2KV) (I/O:CM: 1kV, DM: 1KV) ¦ IEC61000-4-5,Surge, Level III (10Vrms : 0.15MHz to 80MHz) (10Vrms : 80MHz to 230MHz) ¦ IEC61000-4-6,Conducted RF disturbance, Level IV (30A/m : continous) (300A/m : 3s) ¦ IEC61000-4-8,Power frequency magnetic field, - ¦ IEC61000-4-11,Voltage dips, short interruption & variations on power line, Level III (Supply:CM: 2.5kV, DM: 1KV) (I/O:CM: 2.5kV, DM: 1KV) ¦ IEC61000-4-18,1 MHz oscillation wave, 0 % residual voltage, 5ms 0 % residual voltage, 10ms 0 % residual voltage, 20ms 0 % residual voltage, 50ms 0 % residual voltage, 100ms 0 % residual voltage, 200ms ¦ IEC61000-4-29,DC voltage interruption, - ¦ IEC61000-4-13,Low frequency harmonics, DC Supply : 50 Hz to 10 kHz, 3Vrms (Max 2W) AC Supply : 1st…200th harmonics, Max 2W ¦ Germanisher Lloyd,Conducted low frequency interference (harmonics), IEC61000-6-3, IEC 61000-6-4 ¦ ,Generic emission standard, Class B ¦ EN55022 / CISPR22,Radiated RF & electromagnetic field (IT equiment), Class B, Group 1 ¦ EN55011 / CISPR11,Radiated RF & electromagnetic field (Medical equiment), EMC 2 ¦ Germanisher Lloyd,Radiated emission from enclosure port, Class B ¦ EN55022 / CISPR22,Conducted RF emission on power line (IT equiment), Class B, Group 1 ¦ EN55011 / CISPR11,Conducted RF emission on power line (Medical equiment), EMC 2 ¦ Germanisher Lloyd,Conducted emission,
RM22UA33MR_29.0 | IP20 ¦ IEC60529,Terminal Block, IP40 ¦ IEC60529,Housing, IP50 (With Transparent Cover) ¦ IEC60529,Front Panel,
RM22UA33MR_298.0 | 110
RM22UA33MR_3.0 | 22.5 x 90 x 73 ¦ ,Width,
RM22UA33MR_30.0 | Dial pointer (Green) R (Amber) Dial pointer - ON ¦ ,Power supply availability, Dial pointer - OFF ¦ ,Power supply not availability, R - Slow Blink (50% ON; 50% OFF) @ 1Hz ¦ ,Timing in-progress, R - ON ¦ ,Output is energized, R - OFF ¦ ,Output is de-energized, All LEDs - Fast Blink (5% ON; 95% OFF) @ 1Hz ¦ ,Range Setting Changes,
RM22UA33MR_31.0 | UL, CSA, DNVGL, RCM, EAC, CCC, CE, China ROHS
RM22UA33MR_32.0 | UL, CSA, DNVGL, RCM, EAC, CCC, CE, China ROHS
RM22UA33MR_33.0 | 6 cycles 24h ; +25°C +55°C ; RH: 93%..97% ¦ IEC60068-2-30,Damp heat,
RM22UA33MR_34.0 | =< 1500 at maximum supply voltage ¦ ,through Un power reset, through front panel reset, through input control reset,
RM22UA33MR_35.0 | Not specified =< 300ms ¦ ,on crossing the threshold,
RM22UA33MR_36.0 | Horizontal (x,z): ±3.5mm from 1Hz…9Hz 1g from 9Hz..35Hz Vertical (y): ±1.5mm from 1Hz…9Hz 0.5g from 9Hz..35Hz ¦ IEC60068-3-3
RM22UA33MR_37.0 | 15gn - 11ms ; 3 X 6 axis (Non-Operating) 5gn - 11ms ; 3 X 6 axis (Operating) ¦ IEC60068-2-27
RM22UA33MR_38.0 | 50 / 60 45…66
RM22UA33MR_39.0 | A1-A2
RM22UA33MR_4.0 | >100 MOhm at 500 V DC ¦ IEC60255-27,Supply / Input 1, >100 MOhm at 500 V DC ¦ IEC60255-27,Supply / Input 2, >100 MOhm at 500 V DC ¦ IEC60255-27,Supply / Input 3, >100 MOhm at 500 V DC ¦ IEC60255-27,Supply / Output 1, >100 MOhm at 500 V DC ¦ IEC60255-27,Supply / Output 2, >100 MOhm at 500 V DC ¦ IEC60255-27,Output 1 / Output 2, >100 MOhm at 500 V DC ¦ IEC60255-27,Input 1 / Output 1, >100 MOhm at 500 V DC ¦ IEC60255-27,Input 1 / Output 2, >100 MOhm at 500 V DC ¦ IEC60255-27,Input 2 / Output 1, >100 MOhm at 500 V DC ¦ IEC60255-27,Input 2 / Output 2, >100 MOhm at 500 V DC ¦ IEC60255-27,Input 3 / Output 1, >100 MOhm at 500 V DC ¦ IEC60255-27,Input 3 / Output 2, - ¦ IEC60255-27,Input 1 / Input 2, - ¦ IEC60255-27,Input 2 / Input 3, - ¦ IEC60255-27,Input 1 / Input 3,
RM22UA33MR_40.0 | 3 ¦ IEC60664-1
RM22UA33MR_41.0 | 8A ¦ IEC60947-5-1
RM22UA33MR_42.0 | 0.6…1.0 ¦ IEC60947-1,Tightening torque,
RM22UA33MR_43.0 | 0.075 mm (f = 10...58.1 Hz), 1 gn (f = 58.1...150Hz) (Non-Operating) 0.035 mm (f = 10...60.1 Hz), 0.5 gn (f = 60.1...150Hz) (Operating) ¦ IEC60068-2-6
RM22UA33MR_45.0 | +/- 10% of full scales
RM22UA33MR_47.0 | +/- 2%
RM22UA33MR_48.0 | 2,700,000 hours ¦ ,MTTF, 290,000 hours ¦ ,B10,
RM22UA33MR_49.0 | 8A ¦ IEC60947-5-1,Relay Output by external fuse, - ¦ IEC62314,Solid State Output by external fuse,
RM22UA33MR_5.0 | 10
RM22UA33MR_50.0 | Any position ¦ ,In relation to normal vertical mounting plane,
RM22UA33MR_51.0 | On 35 mm DIN rail ¦ IEC/EN 60715,Without socket, - ¦ IEC/EN 60715,With socket,
RM22UA33MR_53.0 | 11-12-14, 21-22-24
RM22UA33MR_54.0 | 2 x C/O relay contacts
RM22UA33MR_55.0 | 3 ¦ IEC60664-1
RM22UA33MR_59.0 | 250V ¦ ,Maximum switching voltage, 8A ¦ ,Maximum switching current, - ¦ ,Maximum switching capacity,
RM22UA33MR_6.0 | NO: 250VAC/8A, 75k cycles NO: 250VAC/5A, 100k cycles ¦ IEC60947-4-1,AC-1, NO: 24VDC/5A, 100k cycles ¦ IEC60947-4-1,DC-1, NO: 250VAC/0.15A, 100k cycles ¦ IEC60947-5-1,AC-15, NO: 24VDC/1A, 100k cycles ¦ IEC60947-5-1,DC-13,
RM22UA33MR_60.0 | - ¦ IEC60947-5-4,Minimum switching voltage, - ¦ IEC60947-5-4,Minimum switching current, NO: 12V/10mA, MCTF > 80,000,000 ¦ IEC60947-5-4,Minimum switching capacity,
RM22UA33MR_61.0 | Not specified ¦ ,Horizontal, Not specified ¦ ,Vertical,
RM22UA33MR_62.0 | 1
RM22UA33MR_63.0 | Energized on fault-free ¦ ,R1 (11-12-14), Energized on fault-free ¦ ,R2 (21-22-24),
RM22UA33MR_64.0
RM22UA33MR_65.0 | -
RM22UA33MR_67.0 | ~ 3.5VA, -- 0.6W 1.5W
RM22UA33MR_68.0 | Yes ¦ ,"OFF" delay, - ¦ ,"ON" delay, - ¦ ,Inhibition,
RM22UA33MR_7.0 | 4kV, OVC3 ¦ IEC60664-1,Supply, 2.5kV, OVC3 ¦ IEC60664-1,Input 1, 4kV, OVC3 ¦ IEC60664-1,Input 2, 4kV, OVC3 ¦ IEC60664-1,Input 3, - ¦ IEC60664-1,Output 1, - ¦ IEC60664-1,Output 2, 4kV, OVC3 ¦ IEC60664-1,Supply / Input 1,Galvanic 4kV, OVC3 ¦ IEC60664-1,Supply / Input 2,Isolated 4kV, OVC3 ¦ IEC60664-1,Supply / Input 3,Circuit 4kV, OVC3 ¦ IEC60664-1,Supply / Output 1, 4kV, OVC3 ¦ IEC60664-1,Supply / Output 2, 4kV, OVC3 ¦ IEC60664-1,Output 1 / Output 2, 4kV, OVC3 ¦ IEC60664-1,Input 1 / Output 1, 4kV, OVC3 ¦ IEC60664-1,Input 1 / Output 2, 4kV, OVC3 ¦ IEC60664-1,Input 2 / Output 1, 4kV, OVC3 ¦ IEC60664-1,Input 2 / Output 2, 4kV, OVC3 ¦ IEC60664-1,Input 3 / Output 1, 4kV, OVC3 ¦ IEC60664-1,Input 3 / Output 2, - ¦ IEC60664-1,Input 1 / Input 2, - ¦ IEC60664-1,Input 2 / Input 3, - ¦ IEC60664-1,Input 1 / Input 3,
RM22UA33MR_70.0 | < 1 < 0.05
RM22UA33MR_77.0 | 8A ¦ IEC61810-1,Rated switching current,
RM22UA33MR_78.0 | 250V ¦ IEC61810-1,Rated switching voltage,
RM22UA33MR_8.0 | 250V ¦ IEC60664-1,Supply, 125V ¦ IEC60664-1,Input 1, 250V ¦ IEC60664-1,Input 2, 500V ¦ IEC60664-1,Input 3, 250V ¦ IEC60664-1,Output 1, 250V ¦ IEC60664-1,Output 2, 250V ¦ IEC60664-1,Supply / Input 1,Galvanic 250V ¦ IEC60664-1,Supply / Input 2,Isolated 500V ¦ IEC60664-1,Supply / Input 3,Circuit 250V ¦ IEC60664-1,Supply / Output 1, 250V ¦ IEC60664-1,Supply / Output 2, 250V ¦ IEC60664-1,Output 1 / Output 2, 250V ¦ IEC60664-1,Input 1 / Output 1, 250V ¦ IEC60664-1,Input 1 / Output 2, 250V ¦ IEC60664-1,Input 2 / Output 1, 250V ¦ IEC60664-1,Input 2 / Output 2, 500V ¦ IEC60664-1,Input 3 / Output 1, 500V ¦ IEC60664-1,Input 3 / Output 2, - ¦ IEC60664-1,Input 1 / Input 2, - ¦ IEC60664-1,Input 2 / Input 3, - ¦ IEC60664-1,Input 1 / Input 3,
RM22UA33MR_9.0 | 10 x 106 cycles ¦ IEC61810-1
RM22UA33MR_92.0 | - ¦ IEC62314,Only for solid state output,
RM22UA33MR_93.0 | - ¦ IEC62314,Only for solid state output,
RM22UA33MR_96.0 | Adjustable 0.1…30 ¦ ,"OFF" delay, - ¦ ,"ON" delay, - ¦ ,Inhibition,
RM22UA33MT | 3K3 (No Condensation & No Formation of Ice) ¦ IEC60721-3-3,Climatic category, Class C ¦ Germanisher Lloyd,Environmental category, 6 cycles 24h ; +25°C +55°C ; RH: 93%..97% ¦ IEC60947-5-1,Cyclic Damp Heat Test, 380…415 AC ¦ ,Supply,Rated 18..125 AC/DC [full: 15..150 AC/DC] ¦ ,Input 1,Voltage 37..250 AC/DC [full: 30..300 AC/DC] ¦ ,Input 2,Spec 75..440 AC/DC [full: 50..500 AC/DC] ¦ ,Input 3, 250V ¦ ,Output 1, 250V ¦ ,Output 2, Selectable with memory / without memory ¦ ,Over / undervoltage (windows mode), Selectable with memory / without memory ¦ ,Over voltage, Selectable with memory / without memory ¦ ,Undervoltage , ~/-- 15…500 150 ¦ ,E1-M / B1-C, 300 ¦ ,E2-M / B2-C, 500 ¦ ,E3-M / B3-C, - ¦ ,A1+ / A2-, - ¦ ,Built in current transformer, ~/-- 15…150 ¦ ,E1-M / B1-C, ~/-- 30…300 ¦ ,E2-M / B2-C, ~/-- 50…500 ¦ ,E3-M / B3-C, - ¦ ,A1+ / A2-, - ¦ ,Built in current transformer, Adjustable 10%...100% of 150V ¦ ,E1-M / B1-C, Adjustable 10%...100% of 300V ¦ ,E2-M / B2-C, Adjustable 10%...100% of 500V ¦ ,E3-M / B3-C, - ¦ ,A1+ / A2-, - ¦ ,Built in current transformer, Overvoltage or Undervoltage: Adjustable 5...50 % of threshold setting Window mode: Fix 3% of full scale value ¦ ,E1-M / B1-C, Overvoltage or Undervoltage: Adjustable 5...50 % of threshold setting Window mode: Fix 3% of full scale value ¦ ,E2-M / B2-C, Overvoltage or Undervoltage: Adjustable 5...50 % of threshold setting Window mode: Fix 3% of full scale value ¦ ,E3-M / B3-C, - ¦ ,A1+ / A2-, - ¦ ,Built in current transformer, Resistive Voltage Step Down E1-M, E2-M, E3-M 50 / 60 36…77 +/- 10% of full scale value +/- 0.5% < 1% over whole range 0.05% / oC 30 100 True RMS Yes 1) Will always illuminated when power is supplied to the product - 1) When input monitored @ normal condition, output is always energized 2) When input monitored @ fault condition, output is always de-energized Cannot declare MTTF = MTTFd (Note: customer confuses as safety product) ¦ ,MTTFd, Cannot declare B10 = B10d (Note: customer confuses as safety product) ¦ ,B10d,
RM22UA33MT_1.0 | Depth,
RM22UA33MT_10.0 | =< 600
RM22UA33MT_11.0 | ~380…415 ~323…456.5
RM22UA33MT_12.0 | -20oC..+60oC @50Hz or DC -20oC..+50oC @60Hz (F0) -20oC..+70oC (F1) ¦ ,Operation,
RM22UA33MT_13.0 | -40oC..+70oC ¦ ,Storage,
RM22UA33MT_14.0 | 10gn - 16ms ; 1000 X 6 axis (Non-Operating) ¦ IEC60068-2-29
RM22UA33MT_15.0 | 6 (Screw Terminal) 8 (Spring Terminal) ¦ ,Cable stripping length,
RM22UA33MT_16.0 | A1, A2 ¦ ,Supply,Terminal E1, M ¦ ,Input 1, E2, M ¦ ,Input 2, E3, M ¦ ,Input 3, 11,12,14 ¦ ,Output 1, 21,22,24 ¦ ,Output 2,
RM22UA33MT_17.0 | 1 conductor: 0.5…3.3 (AWG 20…AWG 12) 2 conductors: 0.5…2.5 (AWG 20…AWG 14) ¦ IEC60947-1,Solid cable without cable end (screw terminal), 1 conductor: 0.2…2.5 (AWG 24…AWG 14) 2 conductors: 0.2…1.5 (AWG 24…AWG 16) ¦ IEC60947-1,Flexible cable with cable end (screw terminal), - ¦ IEC60947-1,Solid cable (spring terminal), - ¦ IEC60947-1,Flexible cable (spring terminal),
RM22UA33MT_18.0 | Cadmium free
RM22UA33MT_19.0 | Output will be de-energized when activated
RM22UA33MT_2.0 | Height,
RM22UA33MT_20.0 | 2.0kV, 50/60Hz for 1 min ¦ IEC60255-27,Supply / Input 1, 2.0kV, 50/60Hz for 1 min ¦ IEC60255-27,Supply / Input 2, 2.0kV, 50/60Hz for 1 min ¦ IEC60255-27,Supply / Input 3, 2.0kV, 50/60Hz for 1 min ¦ IEC60255-27,Supply / Output 1, 2.0kV, 50/60Hz for 1 min ¦ IEC60255-27,Supply / Output 2, 2.0kV, 50/60Hz for 1 min ¦ IEC60255-27,Output 1 / Output 2, 2.0kV, 50/60Hz for 1 min ¦ IEC60255-27,Input 1 / Output 1, 2.0kV, 50/60Hz for 1 min ¦ IEC60255-27,Input 1 / Output 2, 2.0kV, 50/60Hz for 1 min ¦ IEC60255-27,Input 2 / Output 1, 2.0kV, 50/60Hz for 1 min ¦ IEC60255-27,Input 2 / Output 2, 2.0kV, 50/60Hz for 1 min ¦ IEC60255-27,Input 3 / Output 1, 2.0kV, 50/60Hz for 1 min ¦ IEC60255-27,Input 3 / Output 2, - ¦ IEC60255-27,Input 1 / Input 2, - ¦ IEC60255-27,Input 2 / Input 3, - ¦ IEC60255-27,Input 1 / Input 3,
RM22UA33MT_21.0 | EN/IEC 60255-1/60255-26/60255-27; EN/IEC 61000-6-1 to 61000-6-4; UL 508; CSA C22.2 No. 14, GB/T14048.5 2014/35/EU 2014/30/EU 2011/65/EU
RM22UA33MT_22.0 | 1
RM22UA33MT_23.0 | IEC61000-6-1, IEC 61000-6-2 ¦ ,Generic immunity standard, Level III (Contact : 6kV / Air : 8kV) ¦ IEC61000-4-2,Electrostatic discharge, Level I (10V/m: 2.0GHz to 2.7GHz) Level II (10V/m: 1.4 GHz to 2.0GHz) Level III (10V/m : 80MHz to 1GHz) ¦ IEC61000-4-3,Radiated RF & electromagnetic field, Level III (F0) (Supply: 2kV, 5kHz/100kHz) (I/O: 1kV, 5kHz/100kHz) Level IV (F1) (Supply: 4kV, 5kHz/100kHz) (I/O: 2kV, 5kHz/100kHz) ¦ IEC61000-4-4,Fast transient / burst, Level III (F0) (Supply:CM: 2kV, DM: 1KV) (I/O:CM: 0.5kV, DM: 0.5KV) Level IV (F1) (Supply:CM: 4kV, DM: 2KV) (I/O:CM: 1kV, DM: 1KV) ¦ IEC61000-4-5,Surge, Level III (10Vrms : 0.15MHz to 80MHz) (10Vrms : 80MHz to 230MHz) ¦ IEC61000-4-6,Conducted RF disturbance, Level IV (30A/m : continous) (300A/m : 3s) ¦ IEC61000-4-8,Power frequency magnetic field, - ¦ IEC61000-4-11,Voltage dips, short interruption & variations on power line, Level III (Supply:CM: 2.5kV, DM: 1KV) (I/O:CM: 2.5kV, DM: 1KV) ¦ IEC61000-4-18,1 MHz oscillation wave, 0 % residual voltage, 5ms 0 % residual voltage, 10ms 0 % residual voltage, 20ms 0 % residual voltage, 50ms 0 % residual voltage, 100ms 0 % residual voltage, 200ms ¦ IEC61000-4-29,DC voltage interruption, - ¦ IEC61000-4-13,Low frequency harmonics, DC Supply : 50 Hz to 10 kHz, 3Vrms (Max 2W) AC Supply : 1st…200th harmonics, Max 2W ¦ Germanisher Lloyd,Conducted low frequency interference (harmonics), IEC61000-6-3, IEC 61000-6-4 (Except Radiared RF IEC 61000-6-4 only) ¦ ,Generic emission standard, Class A ¦ EN55022 / CISPR22,Radiated RF & electromagnetic field (IT equiment), Class A, Group 1 ¦ EN55011 / CISPR11,Radiated RF & electromagnetic field (Medical equiment), EMC 2 ¦ Germanisher Lloyd,Radiated emission from enclosure port, Class B ¦ EN55022 / CISPR22,Conducted RF emission on power line (IT equiment), Class B, Group 1 ¦ EN55011 / CISPR11,Conducted RF emission on power line (Medical equiment), EMC 2 ¦ Germanisher Lloyd,Conducted emission,
RM22UA33MT_29.0 | IP20 ¦ IEC60529,Terminal Block, IP40 ¦ IEC60529,Housing, IP50 (With Transparent Cover) ¦ IEC60529,Front Panel,
RM22UA33MT_298.0 | 110
RM22UA33MT_3.0 | 22.5 x 90 x 73 ¦ ,Width,
RM22UA33MT_30.0 | Dial pointer (Green) R (Amber) Dial pointer - ON ¦ ,Power supply availability, Dial pointer - OFF ¦ ,Power supply not availability, R - Slow Blink (50% ON; 50% OFF) @ 1Hz ¦ ,Timing in-progress, R - ON ¦ ,Output is energized, R - OFF ¦ ,Output is de-energized, All LEDs - Fast Blink (5% ON; 95% OFF) @ 1Hz ¦ ,Range Setting Changes,
RM22UA33MT_31.0 | UL, CSA, DNVGL, RCM, EAC, CCC, CE, China ROHS
RM22UA33MT_32.0 | UL, CSA, DNVGL, RCM, EAC, CCC, CE, China ROHS
RM22UA33MT_33.0 | 6 cycles 24h ; +25°C +55°C ; RH: 93%..97% ¦ IEC60068-2-30,Damp heat,
RM22UA33MT_34.0 | =< 1500 at maximum supply voltage ¦ ,through Un power reset, through front panel reset, through input control reset,
RM22UA33MT_35.0 | Not specified =< 300ms ¦ ,on crossing the threshold,
RM22UA33MT_36.0 | Horizontal (x,z): ±3.5mm from 1Hz…9Hz 1g from 9Hz..35Hz Vertical (y): ±1.5mm from 1Hz…9Hz 0.5g from 9Hz..35Hz ¦ IEC60068-3-3
RM22UA33MT_37.0 | 15gn - 11ms ; 3 X 6 axis (Non-Operating) 5gn - 11ms ; 3 X 6 axis (Operating) ¦ IEC60068-2-27
RM22UA33MT_38.0 | 50 / 60 45…66
RM22UA33MT_39.0 | A1-A2
RM22UA33MT_4.0 | >100 MOhm at 500 V DC ¦ IEC60255-27,Supply / Input 1, >100 MOhm at 500 V DC ¦ IEC60255-27,Supply / Input 2, >100 MOhm at 500 V DC ¦ IEC60255-27,Supply / Input 3, >100 MOhm at 500 V DC ¦ IEC60255-27,Supply / Output 1, >100 MOhm at 500 V DC ¦ IEC60255-27,Supply / Output 2, >100 MOhm at 500 V DC ¦ IEC60255-27,Output 1 / Output 2, >100 MOhm at 500 V DC ¦ IEC60255-27,Input 1 / Output 1, >100 MOhm at 500 V DC ¦ IEC60255-27,Input 1 / Output 2, >100 MOhm at 500 V DC ¦ IEC60255-27,Input 2 / Output 1, >100 MOhm at 500 V DC ¦ IEC60255-27,Input 2 / Output 2, >100 MOhm at 500 V DC ¦ IEC60255-27,Input 3 / Output 1, >100 MOhm at 500 V DC ¦ IEC60255-27,Input 3 / Output 2, - ¦ IEC60255-27,Input 1 / Input 2, - ¦ IEC60255-27,Input 2 / Input 3, - ¦ IEC60255-27,Input 1 / Input 3,
RM22UA33MT_40.0 | 3 ¦ IEC60664-1
RM22UA33MT_41.0 | 8A ¦ IEC60947-5-1
RM22UA33MT_42.0 | 0.6…1.0 ¦ IEC60947-1,Tightening torque,
RM22UA33MT_43.0 | 0.075 mm (f = 10...58.1 Hz), 1 gn (f = 58.1...150Hz) (Non-Operating) 0.035 mm (f = 10...60.1 Hz), 0.5 gn (f = 60.1...150Hz) (Operating) ¦ IEC60068-2-6
RM22UA33MT_45.0 | +/- 10% of full scales
RM22UA33MT_47.0 | +/- 2%
RM22UA33MT_48.0 | 2,700,000 hours ¦ ,MTTF, 290,000 hours ¦ ,B10,
RM22UA33MT_49.0 | 8A ¦ IEC60947-5-1,Relay Output by external fuse, - ¦ IEC62314,Solid State Output by external fuse,
RM22UA33MT_5.0 | 10
RM22UA33MT_50.0 | Any position ¦ ,In relation to normal vertical mounting plane,
RM22UA33MT_51.0 | On 35 mm DIN rail ¦ IEC/EN 60715,Without socket, - ¦ IEC/EN 60715,With socket,
RM22UA33MT_53.0 | 11-12-14, 21-22-24
RM22UA33MT_54.0 | 2 x C/O relay contacts
RM22UA33MT_55.0 | 3 ¦ IEC60664-1
RM22UA33MT_59.0 | 250V ¦ ,Maximum switching voltage, 8A ¦ ,Maximum switching current, - ¦ ,Maximum switching capacity,
RM22UA33MT_6.0 | NO: 250VAC/8A, 75k cycles NO: 250VAC/5A, 100k cycles ¦ IEC60947-4-1,AC-1, NO: 24VDC/5A, 100k cycles ¦ IEC60947-4-1,DC-1, NO: 250VAC/0.15A, 100k cycles ¦ IEC60947-5-1,AC-15, NO: 24VDC/1A, 100k cycles ¦ IEC60947-5-1,DC-13,
RM22UA33MT_60.0 | - ¦ IEC60947-5-4,Minimum switching voltage, - ¦ IEC60947-5-4,Minimum switching current, NO: 12V/10mA, MCTF > 80,000,000 ¦ IEC60947-5-4,Minimum switching capacity,
RM22UA33MT_61.0 | Not specified ¦ ,Horizontal, Not specified ¦ ,Vertical,
RM22UA33MT_62.0 | 1
RM22UA33MT_63.0 | Energized on fault-free ¦ ,R1 (11-12-14), Energized on fault-free ¦ ,R2 (21-22-24),
RM22UA33MT_64.0
RM22UA33MT_65.0 | -
RM22UA33MT_67.0 | ~ 10VA ~ 8VA
RM22UA33MT_68.0 | Yes ¦ ,"OFF" delay, - ¦ ,"ON" delay, - ¦ ,Inhibition,
RM22UA33MT_7.0 | 4kV, OVC3 ¦ IEC60664-1,Supply, 2.5kV, OVC3 ¦ IEC60664-1,Input 1, 4kV, OVC3 ¦ IEC60664-1,Input 2, 4kV, OVC3 ¦ IEC60664-1,Input 3, - ¦ IEC60664-1,Output 1, - ¦ IEC60664-1,Output 2, 4kV, OVC3 ¦ IEC60664-1,Supply / Input 1,Galvanic 4kV, OVC3 ¦ IEC60664-1,Supply / Input 2,Isolated 4kV, OVC3 ¦ IEC60664-1,Supply / Input 3,Circuit 4kV, OVC3 ¦ IEC60664-1,Supply / Output 1, 4kV, OVC3 ¦ IEC60664-1,Supply / Output 2, 4kV, OVC3 ¦ IEC60664-1,Output 1 / Output 2, 4kV, OVC3 ¦ IEC60664-1,Input 1 / Output 1, 4kV, OVC3 ¦ IEC60664-1,Input 1 / Output 2, 4kV, OVC3 ¦ IEC60664-1,Input 2 / Output 1, 4kV, OVC3 ¦ IEC60664-1,Input 2 / Output 2, 4kV, OVC3 ¦ IEC60664-1,Input 3 / Output 1, 4kV, OVC3 ¦ IEC60664-1,Input 3 / Output 2, - ¦ IEC60664-1,Input 1 / Input 2, - ¦ IEC60664-1,Input 2 / Input 3, - ¦ IEC60664-1,Input 1 / Input 3,
RM22UA33MT_70.0 | < 1 < 0.05
RM22UA33MT_77.0 | 8A ¦ IEC61810-1,Rated switching current,
RM22UA33MT_78.0 | 250V ¦ IEC61810-1,Rated switching voltage,
RM22UA33MT_8.0 | 400V ¦ IEC60664-1,Supply, 125V ¦ IEC60664-1,Input 1, 250V ¦ IEC60664-1,Input 2, 500V ¦ IEC60664-1,Input 3, 250V ¦ IEC60664-1,Output 1, 250V ¦ IEC60664-1,Output 2, 400V ¦ IEC60664-1,Supply / Input 1,Galvanic 400V ¦ IEC60664-1,Supply / Input 2,Isolated 500V ¦ IEC60664-1,Supply / Input 3,Circuit 400V ¦ IEC60664-1,Supply / Output 1, 400V ¦ IEC60664-1,Supply / Output 2, 250V ¦ IEC60664-1,Output 1 / Output 2, 250V ¦ IEC60664-1,Input 1 / Output 1, 250V ¦ IEC60664-1,Input 1 / Output 2, 250V ¦ IEC60664-1,Input 2 / Output 1, 250V ¦ IEC60664-1,Input 2 / Output 2, 500V ¦ IEC60664-1,Input 3 / Output 1, 500V ¦ IEC60664-1,Input 3 / Output 2, - ¦ IEC60664-1,Input 1 / Input 2, - ¦ IEC60664-1,Input 2 / Input 3, - ¦ IEC60664-1,Input 1 / Input 3,
RM22UA33MT_9.0 | 10 x 106 cycles ¦ IEC61810-1
RM22UA33MT_92.0 | - ¦ IEC62314,Only for solid state output,
RM22UA33MT_93.0 | - ¦ IEC62314,Only for solid state output,
RM22UA33MT_96.0 | Adjustable 0.1…30 ¦ ,"OFF" delay, - ¦ ,"ON" delay, - ¦ ,Inhibition,
RM22UB34 | 3K3 (No Condensation & No Formation of Ice) ¦ IEC60721-3-3,Climatic category, Class C ¦ Germanisher Lloyd,Environmental category, 6 cycles 24h ; +25°C +55°C ; RH: 93%..97% ¦ IEC60947-5-1,Cyclic Damp Heat Test, 110…240 AC/DC ¦ ,Supply,Rated - ¦ ,Input 1,Voltage - ¦ ,Input 2,Spec - ¦ ,Input 3, 250V ¦ ,Output 1, 250V ¦ ,Output 2, Selectable threshold ¦ ,Over / undervoltage (windows mode), - ¦ ,Over voltage, - ¦ ,Undervoltage , ~60…280 (F0) ~60…300 (F1) ~/--80…300 (F1) - ¦ ,E1-M / B1-C, - ¦ ,E2-M / B2-C, - ¦ ,E3-M / B3-C, Not specified ¦ ,A1+ / A2-, - ¦ ,Built in current transformer, - ¦ ,E1-M / B1-C, - ¦ ,E2-M / B2-C, - ¦ ,E3-M / B3-C, - ¦ ,A1+ / A2-, - ¦ ,Built in current transformer, - ¦ ,E1-M / B1-C, - ¦ ,E2-M / B2-C, - ¦ ,E3-M / B3-C, Adjustable <U : 80…300 Adjustable >U : 80…300 ¦ ,A1+ / A2-, - ¦ ,Built in current transformer, - ¦ ,E1-M / B1-C, - ¦ ,E2-M / B2-C, - ¦ ,E3-M / B3-C, Fixed 3% of threshold setting ¦ ,A1+ / A2-, - ¦ ,Built in current transformer, Resistive Voltage Step Down A1+ / A2- 50 / 60 45…66 +/- 10% of full scale value +/- 0.5% < 1% over whole range 0.2% / oC 250 True RMS Yes 1) Will always illuminated when power is supplied to the product - 1) When input monitored @ normal condition, output is always energized 2) When input monitored @ fault condition, output is always de-energized Cannot declare MTTF = MTTFd (Note: customer confuses as safety product) ¦ ,MTTFd, Cannot declare B10 = B10d (Note: customer confuses as safety product) ¦ ,B10d,
RM22UB34_1.0 | Depth,
RM22UB34_10.0 | =< 600
RM22UB34_11.0 | ~/--110…240 ~60…280 (F0) ~80…300 (F1)
RM22UB34_12.0 | -20oC..+60oC @50Hz or DC -20oC..+50oC @60Hz (F0) -20oC..+70oC (F1) ¦ ,Operation,
RM22UB34_13.0 | -40oC..+70oC ¦ ,Storage,
RM22UB34_14.0 | 10gn - 16ms ; 1000 X 6 axis (Non-Operating) ¦ IEC60068-2-29
RM22UB34_15.0 | 6 (Screw Terminal) 8 (Spring Terminal) ¦ ,Cable stripping length,
RM22UB34_16.0 | A1, A2 ¦ ,Supply,Terminal - ¦ ,Input 1, - ¦ ,Input 2, - ¦ ,Input 3, 11,12,14 ¦ ,Output 1, 21,22,24 ¦ ,Output 2,
RM22UB34_17.0 | 1 conductor: 0.5…3.3 (AWG 20…AWG 12) 2 conductors: 0.5…2.5 (AWG 20…AWG 14) ¦ IEC60947-1,Solid cable without cable end (screw terminal), 1 conductor: 0.2…2.5 (AWG 24…AWG 14) 2 conductors: 0.2…1.5 (AWG 24…AWG 16) ¦ IEC60947-1,Flexible cable with cable end (screw terminal), - ¦ IEC60947-1,Solid cable (spring terminal), - ¦ IEC60947-1,Flexible cable (spring terminal),
RM22UB34_18.0 | Cadmium free
RM22UB34_19.0 | Output will be de-energized when activated
RM22UB34_2.0 | Height,
RM22UB34_20.0 | - ¦ IEC60255-27,Supply / Input 1, - ¦ IEC60255-27,Supply / Input 2, - ¦ IEC60255-27,Supply / Input 3, 2.0kV, 50/60Hz for 1 min ¦ IEC60255-27,Supply / Output 1, 2.0kV, 50/60Hz for 1 min ¦ IEC60255-27,Supply / Output 2, 2.0kV, 50/60Hz for 1 min ¦ IEC60255-27,Output 1 / Output 2, - ¦ IEC60255-27,Input 1 / Output 1, - ¦ IEC60255-27,Input 1 / Output 2, - ¦ IEC60255-27,Input 2 / Output 1, - ¦ IEC60255-27,Input 2 / Output 2, - ¦ IEC60255-27,Input 3 / Output 1, - ¦ IEC60255-27,Input 3 / Output 2, - ¦ IEC60255-27,Input 1 / Input 2, - ¦ IEC60255-27,Input 2 / Input 3, - ¦ IEC60255-27,Input 1 / Input 3,
RM22UB34_21.0 | EN/IEC 60255-1/60255-26/60255-27; EN/IEC 61000-6-1 to 61000-6-4; UL 508; CSA C22.2 No. 14, GB/T14048.5 2014/35/EU 2014/30/EU 2011/65/EU
RM22UB34_22.0 | 1
RM22UB34_23.0 | IEC61000-6-1, IEC 61000-6-2 ¦ ,Generic immunity standard, Level III (Contact : 6kV / Air : 8kV) ¦ IEC61000-4-2,Electrostatic discharge, Level I (10V/m: 2.0GHz to 2.7GHz) Level II (10V/m: 1.4 GHz to 2.0GHz) Level III (10V/m : 80MHz to 1GHz) ¦ IEC61000-4-3,Radiated RF & electromagnetic field, Level III (F0) (Supply: 2kV, 5kHz/100kHz) (I/O: 1kV, 5kHz/100kHz) Level IV (F1) (Supply: 4kV, 5kHz/100kHz) (I/O: 2kV, 5kHz/100kHz) ¦ IEC61000-4-4,Fast transient / burst, Level III (F0) (Supply:CM: 2kV, DM: 1KV) (I/O:CM: 0.5kV, DM: 0.5KV) Level IV (F1) (Supply:CM: 4kV, DM: 2KV) (I/O:CM: 1kV, DM: 1KV) ¦ IEC61000-4-5,Surge, Level III (10Vrms : 0.15MHz to 80MHz) (10Vrms : 80MHz to 230MHz) ¦ IEC61000-4-6,Conducted RF disturbance, Level IV (30A/m : continous) (300A/m : 3s) ¦ IEC61000-4-8,Power frequency magnetic field, - ¦ IEC61000-4-11,Voltage dips, short interruption & variations on power line, Level III (Supply:CM: 2.5kV, DM: 1KV) (I/O:CM: 2.5kV, DM: 1KV) ¦ IEC61000-4-18,1 MHz oscillation wave, 0 % residual voltage, 5ms 0 % residual voltage, 10ms 0 % residual voltage, 20ms 0 % residual voltage, 50ms 0 % residual voltage, 100ms 0 % residual voltage, 200ms ¦ IEC61000-4-29,DC voltage interruption, - ¦ IEC61000-4-13,Low frequency harmonics, DC Supply : 50 Hz to 10 kHz, 3Vrms (Max 2W) AC Supply : 1st…200th harmonics, Max 2W ¦ Germanisher Lloyd,Conducted low frequency interference (harmonics), IEC61000-6-3, IEC 61000-6-4 ¦ ,Generic emission standard, Class B ¦ EN55022 / CISPR22,Radiated RF & electromagnetic field (IT equiment), Class B, Group 1 ¦ EN55011 / CISPR11,Radiated RF & electromagnetic field (Medical equiment), EMC 2 ¦ Germanisher Lloyd,Radiated emission from enclosure port, Class B ¦ EN55022 / CISPR22,Conducted RF emission on power line (IT equiment), Class B, Group 1 ¦ EN55011 / CISPR11,Conducted RF emission on power line (Medical equiment), EMC 2 ¦ Germanisher Lloyd,Conducted emission,
RM22UB34_29.0 | IP20 ¦ IEC60529,Terminal Block, IP40 ¦ IEC60529,Housing, IP50 (With Transparent Cover) ¦ IEC60529,Front Panel,
RM22UB34_298.0 | 90
RM22UB34_3.0 | 22.5 x 90 x 73 ¦ ,Width,
RM22UB34_30.0 | Dial pointer (Green) R (Amber) Dial pointer - ON ¦ ,Power supply availability, Dial pointer - OFF ¦ ,Power supply not availability, R - Slow Blink (50% ON; 50% OFF) @ 1Hz ¦ ,Timing in-progress, R - ON ¦ ,Output is energized, R - OFF ¦ ,Output is de-energized, All LEDs - Fast Blink (5% ON; 95% OFF) @ 1Hz ¦ ,Range Setting Changes,
RM22UB34_31.0 | UL, CSA, DNVGL, RCM, EAC, CCC, CE, China ROHS
RM22UB34_32.0 | UL, CSA, DNVGL, RCM, EAC, CCC, CE, China ROHS
RM22UB34_33.0 | 6 cycles 24h ; +25°C +55°C ; RH: 93%..97% ¦ IEC60068-2-30,Damp heat,
RM22UB34_34.0 | =< 1500 at maximum supply voltage ¦ ,through Un power reset, through front panel reset, through input control reset,
RM22UB34_35.0 | Not specified =< 300ms ¦ ,on crossing the threshold,
RM22UB34_36.0 | Horizontal (x,z): ±3.5mm from 1Hz…9Hz 1g from 9Hz..35Hz Vertical (y): ±1.5mm from 1Hz…9Hz 0.5g from 9Hz..35Hz ¦ IEC60068-3-3
RM22UB34_37.0 | 15gn - 11ms ; 3 X 6 axis (Non-Operating) 5gn - 11ms ; 3 X 6 axis (Operating) ¦ IEC60068-2-27
RM22UB34_38.0 | 50 / 60 45…66
RM22UB34_39.0 | A1+ - A2-
RM22UB34_4.0 | - ¦ IEC60255-27,Supply / Input 1, - ¦ IEC60255-27,Supply / Input 2, - ¦ IEC60255-27,Supply / Input 3, >100 MOhm at 500 V DC ¦ IEC60255-27,Supply / Output 1, >100 MOhm at 500 V DC ¦ IEC60255-27,Supply / Output 2, >100 MOhm at 500 V DC ¦ IEC60255-27,Output 1 / Output 2, - ¦ IEC60255-27,Input 1 / Output 1, - ¦ IEC60255-27,Input 1 / Output 2, - ¦ IEC60255-27,Input 2 / Output 1, - ¦ IEC60255-27,Input 2 / Output 2, - ¦ IEC60255-27,Input 3 / Output 1, - ¦ IEC60255-27,Input 3 / Output 2, - ¦ IEC60255-27,Input 1 / Input 2, - ¦ IEC60255-27,Input 2 / Input 3, - ¦ IEC60255-27,Input 1 / Input 3,
RM22UB34_40.0 | 3 ¦ IEC60664-1
RM22UB34_41.0 | 8A ¦ IEC60947-5-1
RM22UB34_42.0 | 0.6…1.0 ¦ IEC60947-1,Tightening torque,
RM22UB34_43.0 | 0.075 mm (f = 10...58.1 Hz), 1 gn (f = 58.1...150Hz) (Non-Operating) 0.035 mm (f = 10...60.1 Hz), 0.5 gn (f = 60.1...150Hz) (Operating) ¦ IEC60068-2-6
RM22UB34_45.0 | +/- 10% of full scales
RM22UB34_47.0 | +/- 2%
RM22UB34_48.0 | 3,800,000 hours ¦ ,MTTF, 400,000 hours ¦ ,B10,
RM22UB34_49.0 | 8A ¦ IEC60947-5-1,Relay Output by external fuse, - ¦ IEC62314,Solid State Output by external fuse,
RM22UB34_5.0 | 20
RM22UB34_50.0 | Any position ¦ ,In relation to normal vertical mounting plane,
RM22UB34_51.0 | On 35 mm DIN rail ¦ IEC/EN 60715,Without socket, - ¦ IEC/EN 60715,With socket,
RM22UB34_53.0 | 11-12-14, 21-22-24
RM22UB34_54.0 | 2 x C/O relay contacts
RM22UB34_55.0 | 3 ¦ IEC60664-1
RM22UB34_59.0 | 250V ¦ ,Maximum switching voltage, 8A ¦ ,Maximum switching current, - ¦ ,Maximum switching capacity,
RM22UB34_6.0 | NO: 250VAC/8A, 75k cycles NO: 250VAC/5A, 100k cycles ¦ IEC60947-4-1,AC-1, NO: 24VDC/5A, 100k cycles ¦ IEC60947-4-1,DC-1, NO: 250VAC/0.15A, 100k cycles ¦ IEC60947-5-1,AC-15, NO: 24VDC/1A, 100k cycles ¦ IEC60947-5-1,DC-13,
RM22UB34_60.0 | - ¦ IEC60947-5-4,Minimum switching voltage, - ¦ IEC60947-5-4,Minimum switching current, NO: 12V/10mA, MCTF > 80,000,000 ¦ IEC60947-5-4,Minimum switching capacity,
RM22UB34_61.0 | Not specified ¦ ,Horizontal, Not specified ¦ ,Vertical,
RM22UB34_62.0 | 1
RM22UB34_63.0 | Energized on fault-free ¦ ,R1 (11-12-14), Energized on fault-free ¦ ,R2 (21-22-24),
RM22UB34_64.0
RM22UB34_65.0 | -
RM22UB34_67.0 | ~ 3.5VA, -- 1.5W ~ 5VA, -- 2W
RM22UB34_68.0 | Yes ¦ ,"OFF" delay, Yes ¦ ,"ON" delay, - ¦ ,Inhibition,
RM22UB34_7.0 | 4kV, OVC3 ¦ IEC60664-1,Supply, - ¦ IEC60664-1,Input 1, - ¦ IEC60664-1,Input 2, - ¦ IEC60664-1,Input 3, - ¦ IEC60664-1,Output 1, - ¦ IEC60664-1,Output 2, - ¦ IEC60664-1,Supply / Input 1,Galvanic - ¦ IEC60664-1,Supply / Input 2,Isolated - ¦ IEC60664-1,Supply / Input 3,Circuit 4kV, OVC3 ¦ IEC60664-1,Supply / Output 1, 4kV, OVC3 ¦ IEC60664-1,Supply / Output 2, 4kV, OVC3 ¦ IEC60664-1,Output 1 / Output 2, - ¦ IEC60664-1,Input 1 / Output 1, - ¦ IEC60664-1,Input 1 / Output 2, - ¦ IEC60664-1,Input 2 / Output 1, - ¦ IEC60664-1,Input 2 / Output 2, - ¦ IEC60664-1,Input 3 / Output 1, - ¦ IEC60664-1,Input 3 / Output 2, - ¦ IEC60664-1,Input 1 / Input 2, - ¦ IEC60664-1,Input 2 / Input 3, - ¦ IEC60664-1,Input 1 / Input 3,
RM22UB34_70.0 | < 1 < 0.05
RM22UB34_77.0 | 8A ¦ IEC61810-1,Rated switching current,
RM22UB34_78.0 | 250V ¦ IEC61810-1,Rated switching voltage,
RM22UB34_8.0 | 250V ¦ IEC60664-1,Supply, - ¦ IEC60664-1,Input 1, - ¦ IEC60664-1,Input 2, - ¦ IEC60664-1,Input 3, 250V ¦ IEC60664-1,Output 1, 250V ¦ IEC60664-1,Output 2, - ¦ IEC60664-1,Supply / Input 1,Galvanic - ¦ IEC60664-1,Supply / Input 2,Isolated - ¦ IEC60664-1,Supply / Input 3,Circuit 250V ¦ IEC60664-1,Supply / Output 1, 250V ¦ IEC60664-1,Supply / Output 2, 250V ¦ IEC60664-1,Output 1 / Output 2, - ¦ IEC60664-1,Input 1 / Output 1, - ¦ IEC60664-1,Input 1 / Output 2, - ¦ IEC60664-1,Input 2 / Output 1, - ¦ IEC60664-1,Input 2 / Output 2, - ¦ IEC60664-1,Input 3 / Output 1, - ¦ IEC60664-1,Input 3 / Output 2, - ¦ IEC60664-1,Input 1 / Input 2, - ¦ IEC60664-1,Input 2 / Input 3, - ¦ IEC60664-1,Input 1 / Input 3,
RM22UB34_9.0 | 10 x 106 cycles ¦ IEC61810-1
RM22UB34_92.0 | - ¦ IEC62314,Only for solid state output,
RM22UB34_93.0 | - ¦ IEC62314,Only for solid state output,
RM22UB34_96.0 | Adjustable 0.1…30 ¦ ,"OFF" delay, Adjustable 0.1…30 ¦ ,"ON" delay, - ¦ ,Inhibition,
RM35HZ21FM | 3K9 (refer absolute Humidity 36g/m3 as worst case product Mission Profile RH evaluation) ¦ IEC60721-3-3,Climatic category, Class C ¦ Germanisher Lloyd,Environmental category, 6 cycles 24h ; +25°C +55°C ; RH: 93%..97% ¦ IEC60947-5-1,Cyclic Damp Heat Test, 120…277 AC/DC ¦ ,Supply,Rated - ¦ ,Input 1,Voltage - ¦ ,Input 2,Spec - ¦ ,Input 3, 250V ¦ ,Output 1, 250V ¦ ,Output 2, Resistive Voltage Step Down ¦ ,Measurement mode, - - - 1) When input monitored @ normal condition, output is always energized 2) When input monitored @ fault condition, output is always de-energized Cannot declare MTTF = MTTFd (Note: customer confuses as safety product) ¦ ,MTTFd, Cannot declare B10 = B10d (Note: customer confuses as safety product) ¦ ,B10d,
RM35HZ21FMInput nominal frequency selection | 50, 60 ¦ ,Input nominal frequency selection,
RM35HZ21FM_1.0 | 72 ¦ ,Depth,
RM35HZ21FM_10.0 | =< 500 Internal Design spec: TBD
RM35HZ21FM_11.0 | ~ 120…277 ~ 102…308
RM35HZ21FM_12.0 | -20oC..+60oC @50Hz -20oC..+50oC @60Hz ¦ ,Operation,
RM35HZ21FM_13.0 | -40oC..+70oC ¦ ,Storage,
RM35HZ21FM_14.0 | 10gn - 16ms ; 1000 X 6 axis (Non-Operating) ¦ IEC60068-2-29
RM35HZ21FM_15.0 | 6mm (Screw Terminal) ¦ ,Cable stripping length,
RM35HZ21FM_16.0 | A1, A2 ¦ ,Supply,Terminal - ¦ ,Input 1, - ¦ ,Input 2, - ¦ ,Input 3, 11,12,14 ¦ ,Output 1, 21,22,24 ¦ ,Output 2,
RM35HZ21FM_17.0 | 1 conductor: 0.5…3.3 (AWG 20…AWG 12) 2 conductors: 0.5…2.5 (AWG 20…AWG 14) ¦ IEC60947-1,Solid cable without cable end (screw terminal), 1 conductor: 0.5…2.5 (AWG 20…AWG 14) 2 conductors: 0.5…1.5 (AWG 20…AWG 16) ¦ IEC60947-1,Flexible cable with cable end (screw terminal), - ¦ IEC60947-1,Solid cable (spring terminal), - ¦ IEC60947-1,Flexible cable (spring terminal),
RM35HZ21FM_18.0 | Cadmium free
RM35HZ21FM_19.0 | -
RM35HZ21FM_2.0 | 90 ¦ ,Height,
RM35HZ21FM_20.0 | - ¦ IEC60255-27,Supply / Input 1, - ¦ IEC60255-27,Supply / Input 2, - ¦ IEC60255-27,Supply / Input 3, 2.0kV, 50/60Hz for 1 min ¦ IEC60255-27,Supply / Output 1, 2.0kV, 50/60Hz for 1 min ¦ IEC60255-27,Supply / Output 2, 2.0kV, 50/60Hz for 1 min ¦ IEC60255-27,Output 1 / Output 2, - ¦ IEC60255-27,Input 1 / Output 1, - ¦ IEC60255-27,Input 1 / Output 2, - ¦ IEC60255-27,Input 2 / Output 1, - ¦ IEC60255-27,Input 2 / Output 2, - ¦ IEC60255-27,Input 3 / Output 1, - ¦ IEC60255-27,Input 3 / Output 2, - ¦ IEC60255-27,Input 1 / Input 2, - ¦ IEC60255-27,Input 2 / Input 3, - ¦ IEC60255-27,Input 1 / Input 3,
RM35HZ21FM_21.0 | EN/IEC 60255-1/60255-26/60255-27; EN/IEC 61000-6-1 to 61000-6-4; UL 508; CSA C22.2 No. 14, GB/T14048.5 2014/35/EU 2014/30/EU 2011/65/EU
RM35HZ21FM_22.0 | 1
RM35HZ21FM_23.0 | IEC61000-6-1, IEC 61000-6-2 ¦ ,Generic immunity standard, Level III (Contact : 6kV / Air : 8kV) ¦ IEC61000-4-2,Electrostatic discharge, Level I (10V/m: 2.0GHz to 2.7GHz) Level II (10V/m: 1.4 GHz to 2.0GHz) Level III (10V/m : 80MHz to 1GHz) ¦ IEC61000-4-3,Radiated RF & electromagnetic field, Level III (Supply: 2kV, 5kHz/100kHz) (I/O: 1kV, 5kHz/100kHz) ¦ IEC61000-4-4,Fast transient / burst, Level III (Supply:CM: 2kV, DM: 1KV) (I/O:CM: 0.5kV, DM: 0.5KV) ¦ IEC61000-4-5,Surge, Level III (10Vrms : 0.15MHz to 80MHz) ¦ IEC61000-4-6,Conducted RF disturbance, Level IV (30A/m : continous) (300A/m : 3s) ¦ IEC61000-4-8,Power frequency magnetic field, Class II 0%, 1/2 cycle 0%, 1 cycle 70% 25 cycles (50Hz) 70%, 30 cycles (60Hz) 0%, 250 cycles (50Hz) 0%, 300 cycles (60Hz) ¦ IEC61000-4-11,Voltage dips, short interruption & variations on power line, Level III (Supply:CM: 2.5kV, DM: 1KV) (I/O:CM: 2.5kV, DM: 1KV) ¦ IEC61000-4-18,1 MHz oscillation wave, - ¦ IEC61000-4-29,DC voltage interruption, - ¦ IEC61000-4-13,Low frequency harmonics, DC Supply : 50 Hz to 10 kHz, 3Vrms (Max 2W) - Not applicable AC Supply : 1st…200th harmonics, Max 2W ¦ Germanisher Lloyd,Conducted low frequency interference (harmonics), IEC61000-6-3, IEC 61000-6-4 ¦ ,Generic emission standard, Class B ¦ EN55022 / CISPR22,Radiated RF & electromagnetic field (IT equiment), Class B, Group 1 ¦ EN55011 / CISPR11,Radiated RF & electromagnetic field (Medical equiment), EMC 2 ¦ Germanisher Lloyd,Radiated emission from enclosure port, Class B ¦ EN55022 / CISPR22,Conducted RF emission on power line (IT equiment), Class B, Group 1 ¦ EN55011 / CISPR11,Conducted RF emission on power line (Medical equiment), EMC 2 ¦ Germanisher Lloyd,Conducted emission,
RM35HZ21FM_24.0 | Fixed +/- 0.3Hz Internal design spec: Fixed +/- 0.2Hz ¦ ,Over frequency @ 50Hz, With Memory, same as above ¦ ,Over frequency @ 50Hz, Without Memory, same as above ¦ ,Over frequency @ 60Hz, With Memory, same as above ¦ ,Over frequency @ 60Hz, Without Memory, same as above ¦ ,Under frequency @ 50Hz, With Memory, same as above ¦ ,Under frequency @ 50Hz, Without Memory, same as above ¦ ,Under frequency @ 60Hz, With Memory, same as above ¦ ,Under frequency @ 60Hz, Without Memory,
RM35HZ21FM_25.0 | 50 / 60 ¦ ,Rated frequency, 40…70 ¦ ,Frequency operating range,
RM35HZ21FM_27.0 | A1-A2 ¦ ,Input terminal,
RM35HZ21FM_28.0 | - ¦ ,Internal input resistance,
RM35HZ21FM_29.0 | IP20 ¦ IEC60529,Terminal Block, IP30 ¦ IEC60529,Housing, IP50 (With Transparent Cover) ¦ IEC60529,Front Panel,
RM35HZ21FM_298.0 | 95
RM35HZ21FM_3.0 | 35 ¦ ,Width,
RM35HZ21FM_30.0 | Un (Green) R1 (Amber) R2 (Amber) Un - ON ¦ ,Power supply availability, Un - OFF ¦ ,Power supply not availability, Rx - Slow Blink (50% ON; 50% OFF) @ 1Hz ¦ ,Timing in-progress, Rx - ON ¦ ,Output is energized, Rx - OFF ¦ ,Output is de-energized, All LEDs - Fast Blink (5% ON; 95% OFF) @ 1Hz ¦ ,Range Setting Changes,
RM35HZ21FM_31.0 | UL, CSA, DNVGL, RCM, EAC, CCC, CE, China ROHS
RM35HZ21FM_32.0 | UL, CSA, DNVGL, RCM, EAC, CCC, CE, China ROHS
RM35HZ21FM_33.0 | 6 cycles 24h ; +25°C +55°C ; RH: 93%..97% ¦ IEC60068-2-30,Damp heat,
RM35HZ21FM_34.0 | =< 2000 at maximum rated supply voltage ¦ ,through Un power reset, - ¦ ,through front panel reset, - ¦ ,through input control reset,
RM35HZ21FM_35.0 | TBD ¦ ,on crossing the threshold (all monitoring functions), - ¦ ,on crossing the hysteresis (all monitoring functions), - ¦ ,on crossing the threshold (specific monitoring functions 1), - ¦ ,on crossing the threshold (specific monitoring functions 2), - ¦ ,on crossing the threshold (specific monitoring functions 3),
RM35HZ21FM_36.0 | Horizontal (x,z): ±3.5mm from 1Hz…9Hz 1g from 9Hz..35Hz Vertical (y): ±1.5mm from 1Hz…9Hz 0.5g from 9Hz..35Hz ¦ IEC60068-3-3
RM35HZ21FM_37.0 | 15gn - 11ms ; 3 X 6 axis (Non-Operating) 5gn - 11ms ; 3 X 6 axis (Operating) ¦ IEC60068-2-27
RM35HZ21FM_38.0 | 50 / 60 45…66
RM35HZ21FM_39.0 | A1-A2
RM35HZ21FM_4.0 | - ¦ IEC60255-27,Supply / Input 1, - ¦ IEC60255-27,Supply / Input 2, - ¦ IEC60255-27,Supply / Input 3, >100 MOhm at 500 V DC ¦ IEC60255-27,Supply / Output 1, >100 MOhm at 500 V DC ¦ IEC60255-27,Supply / Output 2, >100 MOhm at 500 V DC ¦ IEC60255-27,Output 1 / Output 2, - ¦ IEC60255-27,Input 1 / Output 1, - ¦ IEC60255-27,Input 1 / Output 2, - ¦ IEC60255-27,Input 2 / Output 1, - ¦ IEC60255-27,Input 2 / Output 2, - ¦ IEC60255-27,Input 3 / Output 1, - ¦ IEC60255-27,Input 3 / Output 2, - ¦ IEC60255-27,Input 1 / Input 2, - ¦ IEC60255-27,Input 2 / Input 3, - ¦ IEC60255-27,Input 1 / Input 3,
RM35HZ21FM_40.0 | 3 ¦ IEC60664-1
RM35HZ21FM_41.0 | 8A ¦ IEC60947-5-1
RM35HZ21FM_42.0 | 0.6…1 Nm ¦ IEC60947-1,Tightening torque,
RM35HZ21FM_43.0 | 0.075 mm (f = 10...58.1 Hz), 1 gn (f = 58.1...150Hz) (Non-Operating) 0.035 mm (f = 10...60.1 Hz), 0.5 gn (f = 60.1...150Hz) (Operating) ¦ IEC60068-2-6
RM35HZ21FM_44.0 | ± 10 % of the full scale value ¦ ,Setting accuracy,
RM35HZ21FM_45.0 | +/- 10% of full scales value Internal Design Spec: +/- 10% of full scales value (potentiometer turns left to right and oppossite)
RM35HZ21FM_46.0 | +/- 0.5% ¦ ,Repeat accuracy (constant parameters),
RM35HZ21FM_47.0 | +/- 0.5%
RM35HZ21FM_48.0 | TBD ¦ ,MTTF, TBD ¦ ,B10,
RM35HZ21FM_49.0 | 8A ¦ IEC60947-5-1,Relay Output by external fuse, - ¦ IEC62314,Solid State Output by external fuse,
RM35HZ21FM_5.0 | 10
RM35HZ21FM_50.0 | Any position ¦ ,In relation to normal vertical mounting plane,
RM35HZ21FM_51.0 | On 35 mm DIN rail ¦ IEC/EN 60715,Without socket, - ¦ IEC/EN 60715,With socket,
RM35HZ21FM_53.0 | 15-16-18, 25-26-28
RM35HZ21FM_54.0 | 2 x C/O relay contacts
RM35HZ21FM_55.0 | 3 ¦ IEC60664-1
RM35HZ21FM_58.0 | 200ms / measurement as true rms value ¦ ,Maximum measuring cycles,
RM35HZ21FM_59.0 | 250V ¦ ,Maximum switching voltage, 8A ¦ ,Maximum switching current, - ¦ ,Maximum switching capacity,
RM35HZ21FM_6.0 | NO: 250VAC/8A, 75k cycles NO: 250VAC/5A, 100k cycles ¦ IEC60947-4-1,AC-1, NO: 24VDC/5A, 100k cycles ¦ IEC60947-4-1,DC-1, NO: 250VAC/0.15A, 100k cycles ¦ IEC60947-5-1,AC-15, NO: 24VDC/1A, 100k cycles ¦ IEC60947-5-1,DC-13,
RM35HZ21FM_60.0 | - ¦ IEC60947-5-4,Minimum switching voltage, - ¦ IEC60947-5-4,Minimum switching current, NO: 12V/10mA, MCTF > 80,000,000 ¦ IEC60947-5-4,Minimum switching capacity,
RM35HZ21FM_61.0 | 1x product height ¦ ,Horizontal, 1x product width ¦ ,Vertical,
RM35HZ21FM_62.0 | 1
RM35HZ21FM_63.0 | Energized on fault-free ¦ ,R1 (11-12-14), Energized on fault-free ¦ ,R2 (21-22-24),
RM35HZ21FM_64.0 | -
RM35HZ21FM_65.0 | -
RM35HZ21FM_66.0 | 70 ¦ ,permissible input overload,
RM35HZ21FM_67.0 | 6
RM35HZ21FM_68.0 | Yes ¦ ,"OFF" delay, - ¦ ,"ON" delay, - ¦ ,Inhibition,
RM35HZ21FM_69.0 | Adjustable -1 Hz…5 Hz for x1 scale Adjustable -2 Hz…10 Hz for x2 scale ¦ ,Over frequency @ 50Hz, With Memory, same as above ¦ ,Over frequency @ 50Hz, Without Memory, same as above ¦ ,Over frequency @ 60Hz, With Memory, same as above ¦ ,Over frequency @ 60Hz, Without Memory, Adjustable -5 Hz…1 Hz for x1 scale Adjustable -10 Hz…2 Hz for x2 scale ¦ ,Under frequency @ 50Hz, With Memory, same as above ¦ ,Under frequency @ 50Hz, Without Memory, same as above ¦ ,Under frequency @ 60Hz, With Memory, same as above ¦ ,Under frequency @ 60Hz, Without Memory,
RM35HZ21FM_7.0 | 4kV, OVC3 ¦ IEC60664-1,Supply, - ¦ IEC60664-1,Input 1, - ¦ IEC60664-1,Input 2, - ¦ IEC60664-1,Input 3, - ¦ IEC60664-1,Output 1, - ¦ IEC60664-1,Output 2, - ¦ IEC60664-1,Supply / Input 1,Galvanic - ¦ IEC60664-1,Supply / Input 2,Isolated - ¦ IEC60664-1,Supply / Input 3,Circuit 4kV, OVC3 ¦ IEC60664-1,Supply / Output 1, 4kV, OVC3 ¦ IEC60664-1,Supply / Output 2, 4kV, OVC3 ¦ IEC60664-1,Output 1 / Output 2, - ¦ IEC60664-1,Input 1 / Output 1, - ¦ IEC60664-1,Input 1 / Output 2, - ¦ IEC60664-1,Input 2 / Output 1, - ¦ IEC60664-1,Input 2 / Output 2, - ¦ IEC60664-1,Input 3 / Output 1, - ¦ IEC60664-1,Input 3 / Output 2, - ¦ IEC60664-1,Input 1 / Input 2, - ¦ IEC60664-1,Input 2 / Input 3, - ¦ IEC60664-1,Input 1 / Input 3,
RM35HZ21FM_70.0 | - -
RM35HZ21FM_71.0 | < 1% of selected Un ¦ ,Measurement error with supply voltage variation, < 0.05% / oC ¦ ,Measurement error with temperature variation,
RM35HZ21FM_77.0 | 8A ¦ IEC61810-1,Rated switching current,
RM35HZ21FM_78.0 | 250V ¦ IEC61810-1,Rated switching voltage,
RM35HZ21FM_8.0 | 250V ¦ IEC60664-1,Supply, - ¦ IEC60664-1,Input 1, - ¦ IEC60664-1,Input 2, - ¦ IEC60664-1,Input 3, 250V ¦ IEC60664-1,Output 1, 250V ¦ IEC60664-1,Output 2, - ¦ IEC60664-1,Supply / Input 1,Galvanic - ¦ IEC60664-1,Supply / Input 2,Isolated - ¦ IEC60664-1,Supply / Input 3,Circuit 250V ¦ IEC60664-1,Supply / Output 1, 250V ¦ IEC60664-1,Supply / Output 2, 250V ¦ IEC60664-1,Output 1 / Output 2, - ¦ IEC60664-1,Input 1 / Output 1, - ¦ IEC60664-1,Input 1 / Output 2, - ¦ IEC60664-1,Input 2 / Output 1, - ¦ IEC60664-1,Input 2 / Output 2, - ¦ IEC60664-1,Input 3 / Output 1, - ¦ IEC60664-1,Input 3 / Output 2, - ¦ IEC60664-1,Input 1 / Input 2, - ¦ IEC60664-1,Input 2 / Input 3, - ¦ IEC60664-1,Input 1 / Input 3,
RM35HZ21FM_81.0 | - governed by time delay - status reflects to R1 - fault status will be memorized and only resetable through power cycle ¦ ,Over frequency @ 50Hz, With Memory, - governed by time delay - status reflects to R1 - fault status will not be memorized and be recovered through hysteresis ¦ ,Over frequency @ 50Hz, Without Memory, - governed by time delay - status reflects to R1 - fault status will be memorized and only resetable through power cycle ¦ ,Over frequency @ 60Hz, With Memory, - governed by time delay - status reflects to R1 - fault status will not be memorized and be recovered through hysteresis ¦ ,Over frequency @ 60Hz, Without Memory, - governed by time delay - status reflects to R2 - fault status will be memorized and only resetable through power cycle ¦ ,Under frequency @ 50Hz, With Memory, - governed by time delay - status reflects to R2 - fault status will not be memorized and be recovered through hysteresis ¦ ,Under frequency @ 50Hz, Without Memory, - governed by time delay - status reflects to R2 - fault status will be memorized and only resetable through power cycle ¦ ,Under frequency @ 60Hz, With Memory, - governed by time delay - status reflects to R2 - fault status will not be memorized and be recovered through hysteresis ¦ ,Under frequency @ 60Hz, Without Memory,
RM35HZ21FM_9.0 | 10 x 106 cycles ¦ IEC61810-1
RM35HZ21FM_92.0 | - ¦ IEC62314,Only for solid state output,
RM35HZ21FM_93.0 | - ¦ IEC62314,Only for solid state output,
RM35HZ21FM_94.0 | - ¦ ,Measurement method,
RM35HZ21FM_95.0 | 40...70 ¦ ,Over frequency @ 50Hz, With Memory, same as above ¦ ,Over frequency @ 50Hz, Without Memory, same as above ¦ ,Over frequency @ 60Hz, With Memory, same as above ¦ ,Over frequency @ 60Hz, Without Memory, same as above ¦ ,Under frequency @ 50Hz, With Memory, same as above ¦ ,Under frequency @ 50Hz, Without Memory, same as above ¦ ,Under frequency @ 60Hz, With Memory, same as above ¦ ,Under frequency @ 60Hz, Without Memory,
RM35HZ21FM_96.0 | Adjustable 0.1…10 ¦ ,"OFF" delay, - ¦ ,"ON" delay, - ¦ ,Inhibition,
RM35JA31MW | Not specified ¦ IEC60721-3-3,Climatic category, Germanisher Lloyd,Environmental category, IEC60947-5-1,Cyclic Damp Heat Test, 600 ¦ ,Supply,Rated 600 ¦ ,Input 1,Voltage Input 2,Spec Input 3, Output 1, Output 2, - ¦ ,Over / undercurrent (windows mode), Selectable with memory / without memory ¦ ,Over current, Selectable with memory / without memory ¦ ,Under current, ~/-- 2…500 5 ¦ ,E1-M / B1-C, 1 ¦ ,E2-M / B2-C, 0.2 ¦ ,E3-M / B3-C, A1+ / A2-, - ¦ ,Built in current transformer, ~/-- 2…20 ¦ ,E1-M / B1-C, ~/-- 10…100 ¦ ,E2-M / B2-C, ~/-- 50…500 ¦ ,E3-M / B3-C, A1+ / A2-, - ¦ ,Built in current transformer, Adjustable 10%...100% of 20 ¦ ,E1-M / B1-C, Adjustable 10%...100% of 100 ¦ ,E2-M / B2-C, Adjustable 10%...100% of 500 ¦ ,E3-M / B3-C, A1+ / A2-, - ¦ ,Built in current transformer, Adjustable 5%...50% of threshold setting ¦ ,E1-M / B1-C, Adjustable 5%...50% of threshold setting ¦ ,E2-M / B2-C, Adjustable 5%...50% of threshold setting ¦ ,E3-M / B3-C, A1+ / A2-, - ¦ ,Built in current transformer, Shunt resistor E1-M, E2-M, E3-M 50 / 60 36…77 +/- 10% of full scale value +/- 0.5% < 1% over whole range 0.05% / oC 30 True RMS MTTFd, B10d,
RM35JA31MW_1.0 | Depth,
RM35JA31MW_10.0 | =< 300
RM35JA31MW_11.0 | ~/-- 24…240 ~/-- 20.4…264
RM35JA31MW_12.0 | -20…+50 ¦ ,Operation,
RM35JA31MW_13.0 | -40…+70 ¦ ,Storage,
RM35JA31MW_14.0 | IEC60068-2-29
RM35JA31MW_15.0 | Not specified ¦ ,Cable stripping length,
RM35JA31MW_16.0 | Supply,Terminal Input 1, Input 2, Input 3, Output 1, 600 ¦ ,Output 2,
RM35JA31MW_17.0 | 1 conductor:0.5…4 (AWG20…AWG11) 2 conductor:0.5…2.5 (AWG20…AWG14) ¦ IEC60947-1,Solid cable without cable end (screw terminal), 1 conductor:0.2…2.5 (AWG24…AWG12) 2 conductor:0.2…1.5 (AWG24…AWG16) ¦ IEC60947-1,Flexible cable with cable end (screw terminal), - ¦ IEC60947-1,Solid cable (spring terminal), - ¦ IEC60947-1,Flexible cable (spring terminal),
RM35JA31MW_18.0 | Cadmium free
RM35JA31MW_19.0
RM35JA31MW_2.0 | Height,
RM35JA31MW_20.0 | Yes ¦ IEC60255-27,Supply / Input 1, Yes ¦ IEC60255-27,Supply / Input 2, Yes ¦ IEC60255-27,Supply / Input 3, IEC60255-27,Supply / Output 1, IEC60255-27,Supply / Output 2, IEC60255-27,Output 1 / Output 2, IEC60255-27,Input 1 / Output 1, IEC60255-27,Input 1 / Output 2, IEC60255-27,Input 2 / Output 1, IEC60255-27,Input 2 / Output 2, IEC60255-27,Input 3 / Output 1, IEC60255-27,Input 3 / Output 2, IEC60255-27,Input 1 / Input 2, IEC60255-27,Input 2 / Input 3, IEC60255-27,Input 1 / Input 3,
RM35JA31MW_21.0 | EN60255-6, IEC60255-6 No 73/23/EEC + 93/68/EEC No 89/336/EEC + 92/31/EEC + 93/68/EEC 2002/95/EC
RM35JA31MW_22.0 | Not specified
RM35JA31MW_23.0 | IEC61000-6-2 ¦ ,Generic immunity standard, Level 3 (6kV / 8kV) ¦ IEC61000-4-2,Electrostatic discharge, Level 3 (10V/m) ¦ IEC61000-4-3,Radiated RF & electromagnetic field, Level 3 (2kV coupling / 4kV direct) ¦ IEC61000-4-4,Fast transient / burst, Level 3 (1kV phase-phase) ¦ IEC61000-4-5,Surge, Level 3 (10V) ¦ IEC61000-4-6,Conducted RF disturbance, IEC61000-4-8,Power frequency magnetic field, Class 3 (0%, 40%, 70%, 80% of Us) ¦ IEC61000-4-11,Voltage dips, short interruption & variations on power line, IEC61000-4-18,1 MHz oscillation wave, IEC61000-4-29,DC voltage interruption, Not tested ¦ IEC61000-4-13,Low frequency harmonics, · ¦ Germanisher Lloyd,Conducted low frequency interference (harmonics), IEC61000-6-3, IEC61000-6-4 ¦ ,Generic emission standard, Class B ¦ EN55022 / CISPR22,Radiated RF & electromagnetic field (IT equiment), Class B ¦ EN55011 / CISPR11,Radiated RF & electromagnetic field (Medical equiment), EMC 2 ¦ Germanisher Lloyd,Radiated emission from enclosure port, Class B ¦ EN55022 / CISPR22,Conducted RF emission on power line (IT equiment), Class B ¦ EN55011 / CISPR11,Conducted RF emission on power line (Medical equiment), EMC 2 ¦ Germanisher Lloyd,Conducted emission,
RM35JA31MW_29.0 | IP20 ¦ IEC60529,Terminal Block, IP30 ¦ IEC60529,Housing, IEC60529,Front Panel,
RM35JA31MW_298.0 | 130
RM35JA31MW_3.0 | 35 x 90 x 72 ¦ ,Width,
RM35JA31MW_30.0 | Power supply availability, Power supply not availability, Timing in-progress, Output is energized, Output is de-energized, Range Setting Changes,
RM35JA31MW_31.0 | UL, CSA, GL, C-Tick, GOST, CE
RM35JA31MW_32.0 | UL, CSA, GL, C-Tick, GOST
RM35JA31MW_33.0 | 2 cycles 24h ;+25°C +55°C 95%HR ¦ IEC60068-2-30,Damp heat,
RM35JA31MW_34.0 | =< 1500 at maximum supply voltage ¦ ,through Un power reset, through front panel reset, through input control reset,
RM35JA31MW_35.0 | Not specified ¦ ,on crossing the threshold,
RM35JA31MW_36.0 | IEC60068-3-3
RM35JA31MW_37.0 | 5 gn ¦ IEC60068-2-27
RM35JA31MW_38.0 | 50 / 60 45…66
RM35JA31MW_39.0 | A1-A2
RM35JA31MW_4.0 | IEC60255-27,Supply / Input 1, IEC60255-27,Supply / Input 2, IEC60255-27,Supply / Input 3, IEC60255-27,Supply / Output 1, IEC60255-27,Supply / Output 2, IEC60255-27,Output 1 / Output 2, IEC60255-27,Input 1 / Output 1, IEC60255-27,Input 1 / Output 2, IEC60255-27,Input 2 / Output 1, IEC60255-27,Input 2 / Output 2, IEC60255-27,Input 3 / Output 1, IEC60255-27,Input 3 / Output 2, IEC60255-27,Input 1 / Input 2, IEC60255-27,Input 2 / Input 3, IEC60255-27,Input 1 / Input 3,
RM35JA31MW_40.0 | 3 ¦ IEC60664-1
RM35JA31MW_41.0 | IEC60947-5-1
RM35JA31MW_42.0 | 0.6…1 ¦ IEC60947-1,Tightening torque,
RM35JA31MW_43.0 | 0.035mm from 10Hz…150Hz ¦ IEC60068-2-6
RM35JA31MW_45.0 | +/- 10% of full scales
RM35JA31MW_47.0 | +/- 2%
RM35JA31MW_48.0 | MTTF, B10,
RM35JA31MW_49.0 | IEC60947-5-1,Relay Output by external fuse, IEC62314,Solid State Output by external fuse,
RM35JA31MW_5.0 | 50
RM35JA31MW_50.0 | Any position ¦ ,In relation to normal vertical mounting plane,
RM35JA31MW_51.0 | On Top Hat 35mm DIN rail ¦ IEC/EN 60715,Without socket, - ¦ IEC/EN 60715,With socket,
RM35JA31MW_53.0 | 11-12-14, 21-22-24
RM35JA31MW_54.0 | 2 x C/O relay contacts
RM35JA31MW_55.0 | III ¦ IEC60664-1
RM35JA31MW_59.0 | ~ 250 ¦ ,Maximum switching voltage, 5 ¦ ,Maximum switching current, 1250 ¦ ,Maximum switching capacity,
RM35JA31MW_6.0 | 1 x 105 switching cycles ¦ IEC60947-4-1,AC-1, IEC60947-4-1,DC-1, IEC60947-5-1,AC-15, IEC60947-5-1,DC-13,
RM35JA31MW_60.0 | 5 ¦ IEC60947-5-4,Minimum switching voltage, 10 ¦ IEC60947-5-4,Minimum switching current, 50 ¦ IEC60947-5-4,Minimum switching capacity,
RM35JA31MW_61.0 | Not specified ¦ ,Horizontal, Not specified ¦ ,Vertical,
RM35JA31MW_62.0
RM35JA31MW_63.0 | Energized on fault-free ¦ ,R1 (11-12-14), R2 (21-22-24),
RM35JA31MW_64.0
RM35JA31MW_65.0
RM35JA31MW_67.0 | ~ 3.5VA, -- 0.6W
RM35JA31MW_68.0 | · ¦ ,"OFF" delay, - ¦ ,"ON" delay, · ¦ ,Inhibition,
RM35JA31MW_7.0 | IEC60664-1,Supply, IEC60664-1,Input 1, IEC60664-1,Input 2, IEC60664-1,Input 3, IEC60664-1,Output 1, IEC60664-1,Output 2, IEC60664-1,Supply / Input 1,Galvanic IEC60664-1,Supply / Input 2,Isolated IEC60664-1,Supply / Input 3,Circuit IEC60664-1,Supply / Output 1, IEC60664-1,Supply / Output 2, IEC60664-1,Output 1 / Output 2, IEC60664-1,Input 1 / Output 1, IEC60664-1,Input 1 / Output 2, IEC60664-1,Input 2 / Output 1, > 500MOhm @ -- 500V ¦ IEC60664-1,Input 2 / Output 2, IEC60664-1,Input 3 / Output 1, IEC60664-1,Input 3 / Output 2, IEC60664-1,Input 1 / Input 2, IEC60664-1,Input 2 / Input 3, IEC60664-1,Input 1 / Input 3,
RM35JA31MW_70.0 | Not specified Not specified
RM35JA31MW_77.0 | IEC61810-1,Rated switching current,
RM35JA31MW_78.0 | IEC61810-1,Rated switching voltage,
RM35JA31MW_8.0 | IEC60664-1,Supply, IEC60664-1,Input 1, IEC60664-1,Input 2, IEC60664-1,Input 3, 4 ¦ IEC60664-1,Output 1, IEC60664-1,Output 2, IEC60664-1,Supply / Input 1,Galvanic IEC60664-1,Supply / Input 2,Isolated IEC60664-1,Supply / Input 3,Circuit IEC60664-1,Supply / Output 1, IEC60664-1,Supply / Output 2, IEC60664-1,Output 1 / Output 2, IEC60664-1,Input 1 / Output 1, IEC60664-1,Input 1 / Output 2, IEC60664-1,Input 2 / Output 1, 2 @ 50Hz for 1 minutes ¦ IEC60664-1,Input 2 / Output 2, IEC60664-1,Input 3 / Output 1, IEC60664-1,Input 3 / Output 2, IEC60664-1,Input 1 / Input 2, IEC60664-1,Input 2 / Input 3, IEC60664-1,Input 1 / Input 3,
RM35JA31MW_9.0 | 30 x 106 switching cycles ¦ IEC61810-1
RM35JA31MW_92.0 | - ¦ IEC62314,Only for solid state output,
RM35JA31MW_93.0 | - ¦ IEC62314,Only for solid state output,
RM35JA31MW_96.0 | Adjustable 0.3…30 ¦ ,"OFF" delay, - ¦ ,"ON" delay, Adjustable 1…20 ¦ ,Inhibition,
RM35JA32MR | 3K3 (No Condensation & No Formation of Ice) ¦ IEC60721-3-3,Climatic category, Class C ¦ Germanisher Lloyd,Environmental category, 6 cycles 24h ; +25°C +55°C ; RH: 93%..97% ¦ IEC60947-5-1,Cyclic Damp Heat Test, 24…240 AC/DC ¦ ,Supply,Rated 0.15..1.5A AC/DC [full: 0.18..1.2A AC/DC] ¦ ,Input 1,Voltage 0.5..5A AC/DC [full: 6..4A AC/DC] ¦ ,Input 2,Spec 1.8..12A AC/DC [full: 1.5..15A AC/DC] ¦ ,Input 3, 250V ¦ ,Output 1, 250V ¦ ,Output 2, Selectable with memory / without memory ¦ ,Over / undercurrent (windows mode), Selectable with memory / without memory ¦ ,Over current, Selectable with memory / without memory ¦ ,Under current, ~/-- 150…15000 0.05 ¦ ,E1-M / B1-C, 0.015 ¦ ,E2-M / B2-C, 0.005 ¦ ,E3-M / B3-C, - ¦ ,A1+ / A2-, Built in current transformer, ~/-- 150…1500 ¦ ,E1-M / B1-C, ~/-- 500…5000 ¦ ,E2-M / B2-C, ~/-- 1500…15000 ¦ ,E3-M / B3-C, - ¦ ,A1+ / A2-, - ¦ ,Built in current transformer, Adjustable 10%...100% of 1500 ¦ ,E1-M / B1-C, Adjustable 10%...100% of 5000 ¦ ,E2-M / B2-C, Adjustable 10%...100% of 15000 ¦ ,E3-M / B3-C, - ¦ ,A1+ / A2-, - ¦ ,Built in current transformer, Overcurrent or Undercurrent: Adjustable 5...50 % of threshold setting Window mode: Fix 3% of full scale value ¦ ,E1-M / B1-C, Overcurrent or Undercurrent: Adjustable 5...50 % of threshold setting Window mode: Fix 3% of full scale value ¦ ,E2-M / B2-C, Overcurrent or Undercurrent: Adjustable 5...50 % of threshold setting Window mode: Fix 3% of full scale value ¦ ,E3-M / B3-C, - ¦ ,A1+ / A2-, - ¦ ,Built in current transformer, Shunt resistor E1-M, E2-M, E3-M 50 / 60 36…77 +/- 10% of full scale value +/- 0.5% < 1% over whole range 0.05% / oC 30 100 True RMS Yes 1) Will always illuminated when power is supplied to the product - 1) When input monitored @ normal condition, output is always energized 2) When input monitored @ fault condition, output is always de-energized Cannot declare MTTF = MTTFd (Note: customer confuses as safety product) ¦ ,MTTFd, Cannot declare B10 = B10d (Note: customer confuses as safety product) ¦ ,B10d,
RM35JA32MR_1.0 | Depth,
RM35JA32MR_10.0 | =< 300
RM35JA32MR_11.0 | ~/-- 24…240 ~/-- 20.4…264
RM35JA32MR_12.0 | -20oC..+60oC @50Hz or DC -20oC..+50oC @60Hz (F0) -20oC..+70oC (F1) ¦ ,Operation,
RM35JA32MR_13.0 | -40oC..+70oC ¦ ,Storage,
RM35JA32MR_14.0 | 10gn - 16ms ; 1000 X 6 axis (Non-Operating) ¦ IEC60068-2-29
RM35JA32MR_15.0 | 6 (Screw Terminal) 8 (Spring Terminal) ¦ ,Cable stripping length,
RM35JA32MR_16.0 | A1, A2 ¦ ,Supply,Terminal E1, M ¦ ,Input 1, E2, M ¦ ,Input 2, E3, M ¦ ,Input 3, 11,12,14 ¦ ,Output 1, 21,22,24 ¦ ,Output 2,
RM35JA32MR_17.0 | 1 conductor: 0.5…3.3 (AWG 20…AWG 12) 2 conductors: 0.5…2.5 (AWG 20…AWG 14) ¦ IEC60947-1,Solid cable without cable end (screw terminal), 1 conductor: 0.2…2.5 (AWG 24…AWG 14) 2 conductors: 0.2…1.5 (AWG 24…AWG 16) ¦ IEC60947-1,Flexible cable with cable end (screw terminal), - ¦ IEC60947-1,Solid cable (spring terminal), - ¦ IEC60947-1,Flexible cable (spring terminal),
RM35JA32MR_18.0 | Cadmium free
RM35JA32MR_19.0 | Output will be de-energized when activated
RM35JA32MR_2.0 | Height,
RM35JA32MR_20.0 | 2.0kV, 50/60Hz for 1 min ¦ IEC60255-27,Supply / Input 1, 2.0kV, 50/60Hz for 1 min ¦ IEC60255-27,Supply / Input 2, 2.0kV, 50/60Hz for 1 min ¦ IEC60255-27,Supply / Input 3, 2.0kV, 50/60Hz for 1 min ¦ IEC60255-27,Supply / Output 1, 2.0kV, 50/60Hz for 1 min ¦ IEC60255-27,Supply / Output 2, 2.0kV, 50/60Hz for 1 min ¦ IEC60255-27,Output 1 / Output 2, 2.0kV, 50/60Hz for 1 min ¦ IEC60255-27,Input 1 / Output 1, 2.0kV, 50/60Hz for 1 min ¦ IEC60255-27,Input 1 / Output 2, 2.0kV, 50/60Hz for 1 min ¦ IEC60255-27,Input 2 / Output 1, 2.0kV, 50/60Hz for 1 min ¦ IEC60255-27,Input 2 / Output 2, 2.0kV, 50/60Hz for 1 min ¦ IEC60255-27,Input 3 / Output 1, 2.0kV, 50/60Hz for 1 min ¦ IEC60255-27,Input 3 / Output 2, - ¦ IEC60255-27,Input 1 / Input 2, - ¦ IEC60255-27,Input 2 / Input 3, - ¦ IEC60255-27,Input 1 / Input 3,
RM35JA32MR_21.0 | EN/IEC 60255-1/60255-26/60255-27; EN/IEC 61000-6-1 to 61000-6-4; UL 508; CSA C22.2 No. 14, GB/T14048.5 2014/35/EU 2014/30/EU 2011/65/EU
RM35JA32MR_22.0 | 1
RM35JA32MR_23.0 | IEC61000-6-1, IEC 61000-6-2 ¦ ,Generic immunity standard, Level III (Contact : 6kV / Air : 8kV) ¦ IEC61000-4-2,Electrostatic discharge, Level I (10V/m: 2.0GHz to 2.7GHz) Level II (10V/m: 1.4 GHz to 2.0GHz) Level III (10V/m : 80MHz to 1GHz) ¦ IEC61000-4-3,Radiated RF & electromagnetic field, Level III (F0) (Supply: 2kV, 5kHz/100kHz) (I/O: 1kV, 5kHz/100kHz) Level IV (F1) (Supply: 4kV, 5kHz/100kHz) (I/O: 2kV, 5kHz/100kHz) ¦ IEC61000-4-4,Fast transient / burst, Level III (F0) (Supply:CM: 2kV, DM: 1KV) (I/O:CM: 0.5kV, DM: 0.5KV) Level IV (F1) (Supply:CM: 4kV, DM: 2KV) (I/O:CM: 1kV, DM: 1KV) ¦ IEC61000-4-5,Surge, Level III (10Vrms : 0.15MHz to 80MHz) (10Vrms : 80MHz to 230MHz) ¦ IEC61000-4-6,Conducted RF disturbance, Level IV (30A/m : continous) (300A/m : 3s) ¦ IEC61000-4-8,Power frequency magnetic field, - ¦ IEC61000-4-11,Voltage dips, short interruption & variations on power line, Level III (Supply:CM: 2.5kV, DM: 1KV) (I/O:CM: 2.5kV, DM: 1KV) ¦ IEC61000-4-18,1 MHz oscillation wave, 0 % residual voltage, 5ms 0 % residual voltage, 10ms 0 % residual voltage, 20ms 0 % residual voltage, 50ms 0 % residual voltage, 100ms 0 % residual voltage, 200ms ¦ IEC61000-4-29,DC voltage interruption, - ¦ IEC61000-4-13,Low frequency harmonics, DC Supply : 50 Hz to 10 kHz, 3Vrms (Max 2W) AC Supply : 1st…200th harmonics, Max 2W ¦ Germanisher Lloyd,Conducted low frequency interference (harmonics), IEC61000-6-3, IEC 61000-6-4 ¦ ,Generic emission standard, Class B ¦ EN55022 / CISPR22,Radiated RF & electromagnetic field (IT equiment), Class B, Group 1 ¦ EN55011 / CISPR11,Radiated RF & electromagnetic field (Medical equiment), EMC 2 ¦ Germanisher Lloyd,Radiated emission from enclosure port, Class B ¦ EN55022 / CISPR22,Conducted RF emission on power line (IT equiment), Class B, Group 1 ¦ EN55011 / CISPR11,Conducted RF emission on power line (Medical equiment), EMC 2 ¦ Germanisher Lloyd,Conducted emission,
RM35JA32MR_29.0 | IP20 ¦ IEC60529,Terminal Block, IP30 ¦ IEC60529,Housing, IP50 (With Transparent Cover) ¦ IEC60529,Front Panel,
RM35JA32MR_298.0 | 120
RM35JA32MR_3.0 | 22.5 x 90 x 73 ¦ ,Width,
RM35JA32MR_30.0 | Dial pointer (Green) R (Amber) Dial pointer - ON ¦ ,Power supply availability, Dial pointer - OFF ¦ ,Power supply not availability, R - Slow Blink (50% ON; 50% OFF) @ 1Hz ¦ ,Timing in-progress, R - ON ¦ ,Output is energized, R - OFF ¦ ,Output is de-energized, All LEDs - Fast Blink (5% ON; 95% OFF) @ 1Hz ¦ ,Range Setting Changes,
RM35JA32MR_31.0 | UL, CSA, DNVGL, RCM, EAC, CCC, CE, China ROHS
RM35JA32MR_32.0 | UL, CSA, DNVGL, RCM, EAC, CCC, CE, China ROHS
RM35JA32MR_33.0 | 6 cycles 24h ; +25°C +55°C ; RH: 93%..97% ¦ IEC60068-2-30,Damp heat,
RM35JA32MR_34.0 | =< 1500 at maximum supply voltage ¦ ,through Un power reset, through front panel reset, through input control reset,
RM35JA32MR_35.0 | Not specified =< 500ms ¦ ,on crossing the threshold,
RM35JA32MR_36.0 | Horizontal (x,z): ±3.5mm from 1Hz…9Hz 1g from 9Hz..35Hz Vertical (y): ±1.5mm from 1Hz…9Hz 0.5g from 9Hz..35Hz ¦ IEC60068-3-3
RM35JA32MR_37.0 | 15gn - 11ms ; 3 X 6 axis (Non-Operating) 5gn - 11ms ; 3 X 6 axis (Operating) ¦ IEC60068-2-27
RM35JA32MR_38.0 | 50 / 60 45…66
RM35JA32MR_39.0 | A1-A2
RM35JA32MR_4.0 | >100 MOhm at 500 V DC ¦ IEC60255-27,Supply / Input 1, >100 MOhm at 500 V DC ¦ IEC60255-27,Supply / Input 2, >100 MOhm at 500 V DC ¦ IEC60255-27,Supply / Input 3, >100 MOhm at 500 V DC ¦ IEC60255-27,Supply / Output 1, >100 MOhm at 500 V DC ¦ IEC60255-27,Supply / Output 2, >100 MOhm at 500 V DC ¦ IEC60255-27,Output 1 / Output 2, >100 MOhm at 500 V DC ¦ IEC60255-27,Input 1 / Output 1, >100 MOhm at 500 V DC ¦ IEC60255-27,Input 1 / Output 2, >100 MOhm at 500 V DC ¦ IEC60255-27,Input 2 / Output 1, >100 MOhm at 500 V DC ¦ IEC60255-27,Input 2 / Output 2, >100 MOhm at 500 V DC ¦ IEC60255-27,Input 3 / Output 1, >100 MOhm at 500 V DC ¦ IEC60255-27,Input 3 / Output 2, - ¦ IEC60255-27,Input 1 / Input 2, - ¦ IEC60255-27,Input 2 / Input 3, - ¦ IEC60255-27,Input 1 / Input 3,
RM35JA32MR_40.0 | 3 ¦ IEC60664-1
RM35JA32MR_41.0 | 8A ¦ IEC60947-5-1
RM35JA32MR_42.0 | 0.6…1.0 ¦ IEC60947-1,Tightening torque,
RM35JA32MR_43.0 | 0.075 mm (f = 10...58.1 Hz), 1 gn (f = 58.1...150Hz) (Non-Operating) 0.035 mm (f = 10...60.1 Hz), 0.5 gn (f = 60.1...150Hz) (Operating) ¦ IEC60068-2-6
RM35JA32MR_45.0 | +/- 10% of full scales
RM35JA32MR_47.0 | +/- 2%
RM35JA32MR_48.0 | 2,600,000 hours ¦ ,MTTF, 270,000 hours ¦ ,B10,
RM35JA32MR_49.0 | 8A ¦ IEC60947-5-1,Relay Output by external fuse, - ¦ IEC62314,Solid State Output by external fuse,
RM35JA32MR_5.0 | 50
RM35JA32MR_50.0 | Any position ¦ ,In relation to normal vertical mounting plane,
RM35JA32MR_51.0 | On 35 mm DIN rail ¦ IEC/EN 60715,Without socket, - ¦ IEC/EN 60715,With socket,
RM35JA32MR_53.0 | 11-12-14, 21-22-24
RM35JA32MR_54.0 | 2 x C/O relay contacts
RM35JA32MR_55.0 | 3 ¦ IEC60664-1
RM35JA32MR_59.0 | 250V ¦ ,Maximum switching voltage, 8A ¦ ,Maximum switching current, - ¦ ,Maximum switching capacity,
RM35JA32MR_6.0 | NO: 250VAC/8A, 75k cycles NO: 250VAC/5A, 100k cycles ¦ IEC60947-4-1,AC-1, NO: 24VDC/5A, 100k cycles ¦ IEC60947-4-1,DC-1, NO: 250VAC/0.15A, 100k cycles ¦ IEC60947-5-1,AC-15, NO: 24VDC/1A, 100k cycles ¦ IEC60947-5-1,DC-13,
RM35JA32MR_60.0 | - ¦ IEC60947-5-4,Minimum switching voltage, - ¦ IEC60947-5-4,Minimum switching current, NO: 12V/10mA, MCTF > 80,000,000 ¦ IEC60947-5-4,Minimum switching capacity,
RM35JA32MR_61.0 | Not specified ¦ ,Horizontal, Not specified ¦ ,Vertical,
RM35JA32MR_62.0 | 1
RM35JA32MR_63.0 | Energized on fault-free ¦ ,R1 (11-12-14), Energized on fault-free ¦ ,R2 (21-22-24),
RM35JA32MR_64.0
RM35JA32MR_65.0 | -
RM35JA32MR_67.0 | ~ 3.5VA, -- 0.6W 1.5W
RM35JA32MR_68.0 | Yes ¦ ,"OFF" delay, - ¦ ,"ON" delay, - ¦ ,Inhibition,
RM35JA32MR_7.0 | 4kV, OVC3 ¦ IEC60664-1,Supply, - ¦ IEC60664-1,Input 1, - ¦ IEC60664-1,Input 2, - ¦ IEC60664-1,Input 3, - ¦ IEC60664-1,Output 1, - ¦ IEC60664-1,Output 2, 4kV, OVC3 ¦ IEC60664-1,Supply / Input 1,Galvanic 4kV, OVC3 ¦ IEC60664-1,Supply / Input 2,Isolated 4kV, OVC3 ¦ IEC60664-1,Supply / Input 3,Circuit 4kV, OVC3 ¦ IEC60664-1,Supply / Output 1, 4kV, OVC3 ¦ IEC60664-1,Supply / Output 2, 4kV, OVC3 ¦ IEC60664-1,Output 1 / Output 2, 4kV, OVC3 ¦ IEC60664-1,Input 1 / Output 1, 4kV, OVC3 ¦ IEC60664-1,Input 1 / Output 2, 4kV, OVC3 ¦ IEC60664-1,Input 2 / Output 1, 4kV, OVC3 ¦ IEC60664-1,Input 2 / Output 2, 4kV, OVC3 ¦ IEC60664-1,Input 3 / Output 1, 4kV, OVC3 ¦ IEC60664-1,Input 3 / Output 2, - ¦ IEC60664-1,Input 1 / Input 2, - ¦ IEC60664-1,Input 2 / Input 3, - ¦ IEC60664-1,Input 1 / Input 3,
RM35JA32MR_70.0 | < 1 < 0.05
RM35JA32MR_77.0 | 8A ¦ IEC61810-1,Rated switching current,
RM35JA32MR_78.0 | 250V ¦ IEC61810-1,Rated switching voltage,
RM35JA32MR_8.0 | 250V ¦ IEC60664-1,Supply, 10V ¦ IEC60664-1,Input 1, 10V ¦ IEC60664-1,Input 2, 10V ¦ IEC60664-1,Input 3, 250V ¦ IEC60664-1,Output 1, 250V ¦ IEC60664-1,Output 2, 250V ¦ IEC60664-1,Supply / Input 1,Galvanic 250V ¦ IEC60664-1,Supply / Input 2,Isolated 250V ¦ IEC60664-1,Supply / Input 3,Circuit 250V ¦ IEC60664-1,Supply / Output 1, 250V ¦ IEC60664-1,Supply / Output 2, 250V ¦ IEC60664-1,Output 1 / Output 2, 250V ¦ IEC60664-1,Input 1 / Output 1, 250V ¦ IEC60664-1,Input 1 / Output 2, 250V ¦ IEC60664-1,Input 2 / Output 1, 250V ¦ IEC60664-1,Input 2 / Output 2, 250V ¦ IEC60664-1,Input 3 / Output 1, 250V ¦ IEC60664-1,Input 3 / Output 2, - ¦ IEC60664-1,Input 1 / Input 2, - ¦ IEC60664-1,Input 2 / Input 3, - ¦ IEC60664-1,Input 1 / Input 3,
RM35JA32MR_9.0 | 10 x 106 cycles ¦ IEC61810-1
RM35JA32MR_92.0 | - ¦ IEC62314,Only for solid state output,
RM35JA32MR_93.0 | - ¦ IEC62314,Only for solid state output,
RM35JA32MR_96.0 | Adjustable 0.1…30 ¦ ,"OFF" delay, - ¦ ,"ON" delay, - ¦ ,Inhibition,
RM35JA32MT | 3K3 (No Condensation & No Formation of Ice) ¦ IEC60721-3-3,Climatic category, Class C ¦ Germanisher Lloyd,Environmental category, 6 cycles 24h ; +25°C +55°C ; RH: 93%..97% ¦ IEC60947-5-1,Cyclic Damp Heat Test, 380…415 AC ¦ ,Supply,Rated 0.15..1.5A AC/DC [full: 0.18..1.2A AC/DC] ¦ ,Input 1,Voltage 0.5..5A AC/DC [full: 6..4A AC/DC] ¦ ,Input 2,Spec 1.8..12A AC/DC [full: 1.5..15A AC/DC] ¦ ,Input 3, 250V ¦ ,Output 1, 250V ¦ ,Output 2, Selectable with memory / without memory ¦ ,Over / undercurrent (windows mode), Selectable with memory / without memory ¦ ,Over current, Selectable with memory / without memory ¦ ,Under current, ~/-- 150…15000 0.05 ¦ ,E1-M / B1-C, 0.015 ¦ ,E2-M / B2-C, 0.005 ¦ ,E3-M / B3-C, - ¦ ,A1+ / A2-, - ¦ ,Built in current transformer, ~/-- 150…1500 ¦ ,E1-M / B1-C, ~/-- 500…5000 ¦ ,E2-M / B2-C, ~/-- 1500…15000 ¦ ,E3-M / B3-C, - ¦ ,A1+ / A2-, - ¦ ,Built in current transformer, Adjustable 10%...100% of 1500 ¦ ,E1-M / B1-C, Adjustable 10%...100% of 5000 ¦ ,E2-M / B2-C, Adjustable 10%...100% of 15000 ¦ ,E3-M / B3-C, - ¦ ,A1+ / A2-, - ¦ ,Built in current transformer, Overcurrent or Undercurrent: Adjustable 5...50 % of threshold setting Window mode: Fix 3% of full scale value ¦ ,E1-M / B1-C, Overcurrent or Undercurrent: Adjustable 5...50 % of threshold setting Window mode: Fix 3% of full scale value ¦ ,E2-M / B2-C, Overcurrent or Undercurrent: Adjustable 5...50 % of threshold setting Window mode: Fix 3% of full scale value ¦ ,E3-M / B3-C, - ¦ ,A1+ / A2-, - ¦ ,Built in current transformer, Shunt resistor E1-M, E2-M, E3-M 50 / 60 36…77 +/- 10% of full scale value (For 1.5A and 5A) +/- 20% of full scale value (For 15A) +/- 0.5% < 1% over whole range 0.05% / oC 30 100 True RMS Yes 1) Will always illuminated when power is supplied to the product - 1) When input monitored @ normal condition, output is always energized 2) When input monitored @ fault condition, output is always de-energized Cannot declare MTTF = MTTFd (Note: customer confuses as safety product) ¦ ,MTTFd, Cannot declare B10 = B10d (Note: customer confuses as safety product) ¦ ,B10d,
RM35JA32MT_1.0 | Depth,
RM35JA32MT_10.0 | =< 300
RM35JA32MT_11.0 | ~380…415 ~323…456.5
RM35JA32MT_12.0 | -20oC..+60oC @50Hz or DC -20oC..+50oC @60Hz (F0) -20oC..+70oC (F1) ¦ ,Operation,
RM35JA32MT_13.0 | -40oC..+70oC ¦ ,Storage,
RM35JA32MT_14.0 | 10gn - 16ms ; 1000 X 6 axis (Non-Operating) ¦ IEC60068-2-29
RM35JA32MT_15.0 | 6 (Screw Terminal) 8 (Spring Terminal) ¦ ,Cable stripping length,
RM35JA32MT_16.0 | A1, A2 ¦ ,Supply,Terminal E1, M ¦ ,Input 1, E2, M ¦ ,Input 2, E3, M ¦ ,Input 3, 11,12,14 ¦ ,Output 1, 21,22,24 ¦ ,Output 2,
RM35JA32MT_17.0 | 1 conductor: 0.5…3.3 (AWG 20…AWG 12) 2 conductors: 0.5…2.5 (AWG 20…AWG 14) ¦ IEC60947-1,Solid cable without cable end (screw terminal), 1 conductor: 0.2…2.5 (AWG 24…AWG 14) 2 conductors: 0.2…1.5 (AWG 24…AWG 16) ¦ IEC60947-1,Flexible cable with cable end (screw terminal), - ¦ IEC60947-1,Solid cable (spring terminal), - ¦ IEC60947-1,Flexible cable (spring terminal),
RM35JA32MT_18.0 | Cadmium free
RM35JA32MT_19.0 | Output will be de-energized when activated
RM35JA32MT_2.0 | Height,
RM35JA32MT_20.0 | 2.0kV, 50/60Hz for 1 min ¦ IEC60255-27,Supply / Input 1, 2.0kV, 50/60Hz for 1 min ¦ IEC60255-27,Supply / Input 2, 2.0kV, 50/60Hz for 1 min ¦ IEC60255-27,Supply / Input 3, 2.0kV, 50/60Hz for 1 min ¦ IEC60255-27,Supply / Output 1, 2.0kV, 50/60Hz for 1 min ¦ IEC60255-27,Supply / Output 2, 2.0kV, 50/60Hz for 1 min ¦ IEC60255-27,Output 1 / Output 2, 2.0kV, 50/60Hz for 1 min ¦ IEC60255-27,Input 1 / Output 1, 2.0kV, 50/60Hz for 1 min ¦ IEC60255-27,Input 1 / Output 2, 2.0kV, 50/60Hz for 1 min ¦ IEC60255-27,Input 2 / Output 1, 2.0kV, 50/60Hz for 1 min ¦ IEC60255-27,Input 2 / Output 2, 2.0kV, 50/60Hz for 1 min ¦ IEC60255-27,Input 3 / Output 1, 2.0kV, 50/60Hz for 1 min ¦ IEC60255-27,Input 3 / Output 2, - ¦ IEC60255-27,Input 1 / Input 2, - ¦ IEC60255-27,Input 2 / Input 3, - ¦ IEC60255-27,Input 1 / Input 3,
RM35JA32MT_21.0 | EN/IEC 60255-1/60255-26/60255-27; EN/IEC 61000-6-1 to 61000-6-4; UL 508; CSA C22.2 No. 14, GB/T14048.5 2014/35/EU 2014/30/EU 2011/65/EU
RM35JA32MT_22.0 | 1
RM35JA32MT_23.0 | IEC61000-6-1, IEC 61000-6-2 ¦ ,Generic immunity standard, Level III (Contact : 6kV / Air : 8kV) ¦ IEC61000-4-2,Electrostatic discharge, Level I (10V/m: 2.0GHz to 2.7GHz) Level II (10V/m: 1.4 GHz to 2.0GHz) Level III (10V/m : 80MHz to 1GHz) ¦ IEC61000-4-3,Radiated RF & electromagnetic field, Level III (F0) (Supply: 2kV, 5kHz/100kHz) (I/O: 1kV, 5kHz/100kHz) Level IV (F1) (Supply: 4kV, 5kHz/100kHz) (I/O: 2kV, 5kHz/100kHz) ¦ IEC61000-4-4,Fast transient / burst, Level III (F0) (Supply:CM: 2kV, DM: 1KV) (I/O:CM: 0.5kV, DM: 0.5KV) Level IV (F1) (Supply:CM: 4kV, DM: 2KV) (I/O:CM: 1kV, DM: 1KV) ¦ IEC61000-4-5,Surge, Level III (10Vrms : 0.15MHz to 80MHz) (10Vrms : 80MHz to 230MHz) ¦ IEC61000-4-6,Conducted RF disturbance, Level IV (30A/m : continous) (300A/m : 3s) ¦ IEC61000-4-8,Power frequency magnetic field, - ¦ IEC61000-4-11,Voltage dips, short interruption & variations on power line, Level III (Supply:CM: 2.5kV, DM: 1KV) (I/O:CM: 2.5kV, DM: 1KV) ¦ IEC61000-4-18,1 MHz oscillation wave, 0 % residual voltage, 5ms 0 % residual voltage, 10ms 0 % residual voltage, 20ms 0 % residual voltage, 50ms 0 % residual voltage, 100ms 0 % residual voltage, 200ms ¦ IEC61000-4-29,DC voltage interruption, - ¦ IEC61000-4-13,Low frequency harmonics, DC Supply : 50 Hz to 10 kHz, 3Vrms (Max 2W) AC Supply : 1st…200th harmonics, Max 2W ¦ Germanisher Lloyd,Conducted low frequency interference (harmonics), IEC61000-6-3, IEC 61000-6-4 ¦ ,Generic emission standard, Class B ¦ EN55022 / CISPR22,Radiated RF & electromagnetic field (IT equiment), Class B, Group 1 ¦ EN55011 / CISPR11,Radiated RF & electromagnetic field (Medical equiment), EMC 2 ¦ Germanisher Lloyd,Radiated emission from enclosure port, Class B ¦ EN55022 / CISPR22,Conducted RF emission on power line (IT equiment), Class B, Group 1 ¦ EN55011 / CISPR11,Conducted RF emission on power line (Medical equiment), EMC 2 ¦ Germanisher Lloyd,Conducted emission,
RM35JA32MT_29.0 | IP20 ¦ IEC60529,Terminal Block, IP30 ¦ IEC60529,Housing, IP50 (With Transparent Cover) ¦ IEC60529,Front Panel,
RM35JA32MT_298.0 | 120
RM35JA32MT_3.0 | 22.5 x 90 x 73 ¦ ,Width,
RM35JA32MT_30.0 | Dial pointer (Green) R (Amber) Dial pointer - ON ¦ ,Power supply availability, Dial pointer - OFF ¦ ,Power supply not availability, R - Slow Blink (50% ON; 50% OFF) @ 1Hz ¦ ,Timing in-progress, R - ON ¦ ,Output is energized, R - OFF ¦ ,Output is de-energized, All LEDs - Fast Blink (5% ON; 95% OFF) @ 1Hz ¦ ,Range Setting Changes,
RM35JA32MT_31.0 | UL, CSA, DNVGL, RCM, EAC, CCC, CE, China ROHS
RM35JA32MT_32.0 | UL, CSA, DNVGL, RCM, EAC, CCC, CE, China ROHS
RM35JA32MT_33.0 | 6 cycles 24h ; +25°C +55°C ; RH: 93%..97% ¦ IEC60068-2-30,Damp heat,
RM35JA32MT_34.0 | =< 1500 at maximum supply voltage ¦ ,through Un power reset, through front panel reset, through input control reset,
RM35JA32MT_35.0 | Not specified =< 500ms ¦ ,on crossing the threshold,
RM35JA32MT_36.0 | Horizontal (x,z): ±3.5mm from 1Hz…9Hz 1g from 9Hz..35Hz Vertical (y): ±1.5mm from 1Hz…9Hz 0.5g from 9Hz..35Hz ¦ IEC60068-3-3
RM35JA32MT_37.0 | 15gn - 11ms ; 3 X 6 axis (Non-Operating) 5gn - 11ms ; 3 X 6 axis (Operating) ¦ IEC60068-2-27
RM35JA32MT_38.0 | 50 / 60 45…66
RM35JA32MT_39.0 | A1-A2
RM35JA32MT_4.0 | >100 MOhm at 500 V DC ¦ IEC60255-27,Supply / Input 1, >100 MOhm at 500 V DC ¦ IEC60255-27,Supply / Input 2, >100 MOhm at 500 V DC ¦ IEC60255-27,Supply / Input 3, >100 MOhm at 500 V DC ¦ IEC60255-27,Supply / Output 1, >100 MOhm at 500 V DC ¦ IEC60255-27,Supply / Output 2, >100 MOhm at 500 V DC ¦ IEC60255-27,Output 1 / Output 2, >100 MOhm at 500 V DC ¦ IEC60255-27,Input 1 / Output 1, >100 MOhm at 500 V DC ¦ IEC60255-27,Input 1 / Output 2, >100 MOhm at 500 V DC ¦ IEC60255-27,Input 2 / Output 1, >100 MOhm at 500 V DC ¦ IEC60255-27,Input 2 / Output 2, >100 MOhm at 500 V DC ¦ IEC60255-27,Input 3 / Output 1, >100 MOhm at 500 V DC ¦ IEC60255-27,Input 3 / Output 2, - ¦ IEC60255-27,Input 1 / Input 2, - ¦ IEC60255-27,Input 2 / Input 3, - ¦ IEC60255-27,Input 1 / Input 3,
RM35JA32MT_40.0 | 3 ¦ IEC60664-1
RM35JA32MT_41.0 | 8A ¦ IEC60947-5-1
RM35JA32MT_42.0 | 0.6…1.0 ¦ IEC60947-1,Tightening torque,
RM35JA32MT_43.0 | 0.075 mm (f = 10...58.1 Hz), 1 gn (f = 58.1...150Hz) (Non-Operating) 0.035 mm (f = 10...60.1 Hz), 0.5 gn (f = 60.1...150Hz) (Operating) ¦ IEC60068-2-6
RM35JA32MT_45.0 | +/- 10% of full scales
RM35JA32MT_47.0 | +/- 2%
RM35JA32MT_48.0 | 2,600,000 hours ¦ ,MTTF, 270,000 hours ¦ ,B10,
RM35JA32MT_49.0 | 8A ¦ IEC60947-5-1,Relay Output by external fuse, - ¦ IEC62314,Solid State Output by external fuse,
RM35JA32MT_5.0 | 50
RM35JA32MT_50.0 | Any position ¦ ,In relation to normal vertical mounting plane,
RM35JA32MT_51.0 | On 35 mm DIN rail ¦ IEC/EN 60715,Without socket, - ¦ IEC/EN 60715,With socket,
RM35JA32MT_53.0 | 11-12-14, 21-22-24
RM35JA32MT_54.0 | 2 x C/O relay contacts
RM35JA32MT_55.0 | 3 ¦ IEC60664-1
RM35JA32MT_59.0 | 250V ¦ ,Maximum switching voltage, 8A ¦ ,Maximum switching current, - ¦ ,Maximum switching capacity,
RM35JA32MT_6.0 | NO: 250VAC/8A, 75k cycles NO: 250VAC/5A, 100k cycles ¦ IEC60947-4-1,AC-1, NO: 24VDC/5A, 100k cycles ¦ IEC60947-4-1,DC-1, NO: 250VAC/0.15A, 100k cycles ¦ IEC60947-5-1,AC-15, NO: 24VDC/1A, 100k cycles ¦ IEC60947-5-1,DC-13,
RM35JA32MT_60.0 | - ¦ IEC60947-5-4,Minimum switching voltage, - ¦ IEC60947-5-4,Minimum switching current, NO: 12V/10mA, MCTF > 80,000,000 ¦ IEC60947-5-4,Minimum switching capacity,
RM35JA32MT_61.0 | Not specified ¦ ,Horizontal, Not specified ¦ ,Vertical,
RM35JA32MT_62.0 | 1
RM35JA32MT_63.0 | Energized on fault-free ¦ ,R1 (11-12-14), Energized on fault-free ¦ ,R2 (21-22-24),
RM35JA32MT_64.0
RM35JA32MT_65.0 | -
RM35JA32MT_67.0 | ~ 10VA ~ 8VA
RM35JA32MT_68.0 | Yes ¦ ,"OFF" delay, - ¦ ,"ON" delay, - ¦ ,Inhibition,
RM35JA32MT_7.0 | 4kV, OVC3 ¦ IEC60664-1,Supply, - ¦ IEC60664-1,Input 1, - ¦ IEC60664-1,Input 2, - ¦ IEC60664-1,Input 3, - ¦ IEC60664-1,Output 1, - ¦ IEC60664-1,Output 2, 4kV, OVC3 ¦ IEC60664-1,Supply / Input 1,Galvanic 4kV, OVC3 ¦ IEC60664-1,Supply / Input 2,Isolated 4kV, OVC3 ¦ IEC60664-1,Supply / Input 3,Circuit 4kV, OVC3 ¦ IEC60664-1,Supply / Output 1, 4kV, OVC3 ¦ IEC60664-1,Supply / Output 2, 4kV, OVC3 ¦ IEC60664-1,Output 1 / Output 2, 4kV, OVC3 ¦ IEC60664-1,Input 1 / Output 1, 4kV, OVC3 ¦ IEC60664-1,Input 1 / Output 2, 4kV, OVC3 ¦ IEC60664-1,Input 2 / Output 1, 4kV, OVC3 ¦ IEC60664-1,Input 2 / Output 2, 4kV, OVC3 ¦ IEC60664-1,Input 3 / Output 1, 4kV, OVC3 ¦ IEC60664-1,Input 3 / Output 2, - ¦ IEC60664-1,Input 1 / Input 2, - ¦ IEC60664-1,Input 2 / Input 3, - ¦ IEC60664-1,Input 1 / Input 3,
RM35JA32MT_70.0 | < 1 < 0.05
RM35JA32MT_77.0 | 8A ¦ IEC61810-1,Rated switching current,
RM35JA32MT_78.0 | 250V ¦ IEC61810-1,Rated switching voltage,
RM35JA32MT_8.0 | 400V ¦ IEC60664-1,Supply, 10V ¦ IEC60664-1,Input 1, 10V ¦ IEC60664-1,Input 2, 10V ¦ IEC60664-1,Input 3, 250V ¦ IEC60664-1,Output 1, 250V ¦ IEC60664-1,Output 2, 400V ¦ IEC60664-1,Supply / Input 1,Galvanic 400V ¦ IEC60664-1,Supply / Input 2,Isolated 250V ¦ IEC60664-1,Supply / Input 3,Circuit 400V ¦ IEC60664-1,Supply / Output 1, 400V ¦ IEC60664-1,Supply / Output 2, 250V ¦ IEC60664-1,Output 1 / Output 2, 250V ¦ IEC60664-1,Input 1 / Output 1, 250V ¦ IEC60664-1,Input 1 / Output 2, 250V ¦ IEC60664-1,Input 2 / Output 1, 250V ¦ IEC60664-1,Input 2 / Output 2, 250V ¦ IEC60664-1,Input 3 / Output 1, 250V ¦ IEC60664-1,Input 3 / Output 2, - ¦ IEC60664-1,Input 1 / Input 2, - ¦ IEC60664-1,Input 2 / Input 3, - ¦ IEC60664-1,Input 1 / Input 3,
RM35JA32MT_9.0 | 10 x 106 cycles ¦ IEC61810-1
RM35JA32MT_92.0 | - ¦ IEC62314,Only for solid state output,
RM35JA32MT_93.0 | - ¦ IEC62314,Only for solid state output,
RM35JA32MT_96.0 | Adjustable 0.1…30 ¦ ,"OFF" delay, - ¦ ,"ON" delay, - ¦ ,Inhibition,
RM35JA32MW | Not specified ¦ IEC60721-3-3,Climatic category, Germanisher Lloyd,Environmental category, IEC60947-5-1,Cyclic Damp Heat Test, 600 ¦ ,Supply,Rated 600 ¦ ,Input 1,Voltage Input 2,Spec Input 3, Output 1, Output 2, - ¦ ,Over / undercurrent (windows mode), Selectable with memory / without memory ¦ ,Over current, Selectable with memory / without memory ¦ ,Under current, ~/-- 150…15000 0.05 ¦ ,E1-M / B1-C, 0.015 ¦ ,E2-M / B2-C, 0.005 ¦ ,E3-M / B3-C, A1+ / A2-, - ¦ ,Built in current transformer, ~/-- 150…1500 ¦ ,E1-M / B1-C, ~/-- 500…5000 ¦ ,E2-M / B2-C, ~/-- 1500…15000 ¦ ,E3-M / B3-C, A1+ / A2-, - ¦ ,Built in current transformer, Adjustable 10%...100% of 1500 ¦ ,E1-M / B1-C, Adjustable 10%...100% of 5000 ¦ ,E2-M / B2-C, Adjustable 10%...100% of 15000 ¦ ,E3-M / B3-C, A1+ / A2-, - ¦ ,Built in current transformer, Adjustable 5%...50% of threshold setting ¦ ,E1-M / B1-C, Adjustable 5%...50% of threshold setting ¦ ,E2-M / B2-C, Adjustable 5%...50% of threshold setting ¦ ,E3-M / B3-C, A1+ / A2-, - ¦ ,Built in current transformer, Shunt resistor E1-M, E2-M, E3-M 50 / 60 36…77 +/- 10% of full scale value +/- 0.5% < 1% over whole range 0.05% / oC 30 True RMS MTTFd, B10d,
RM35JA32MW_1.0 | Depth,
RM35JA32MW_10.0 | =< 300
RM35JA32MW_11.0 | ~/-- 24…240 ~/-- 20.4…264
RM35JA32MW_12.0 | -20…+50 ¦ ,Operation,
RM35JA32MW_13.0 | -40…+70 ¦ ,Storage,
RM35JA32MW_14.0 | IEC60068-2-29
RM35JA32MW_15.0 | Not specified ¦ ,Cable stripping length,
RM35JA32MW_16.0 | Supply,Terminal Input 1, Input 2, Input 3, Output 1, 600 ¦ ,Output 2,
RM35JA32MW_17.0 | 1 conductor:0.5…4 (AWG20…AWG11) 2 conductor:0.5…2.5 (AWG20…AWG14) ¦ IEC60947-1,Solid cable without cable end (screw terminal), 1 conductor:0.2…2.5 (AWG24…AWG12) 2 conductor:0.2…1.5 (AWG24…AWG16) ¦ IEC60947-1,Flexible cable with cable end (screw terminal), - ¦ IEC60947-1,Solid cable (spring terminal), - ¦ IEC60947-1,Flexible cable (spring terminal),
RM35JA32MW_18.0 | Cadmium free
RM35JA32MW_19.0
RM35JA32MW_2.0 | Height,
RM35JA32MW_20.0 | Yes ¦ IEC60255-27,Supply / Input 1, Yes ¦ IEC60255-27,Supply / Input 2, Yes ¦ IEC60255-27,Supply / Input 3, IEC60255-27,Supply / Output 1, IEC60255-27,Supply / Output 2, IEC60255-27,Output 1 / Output 2, IEC60255-27,Input 1 / Output 1, IEC60255-27,Input 1 / Output 2, IEC60255-27,Input 2 / Output 1, IEC60255-27,Input 2 / Output 2, IEC60255-27,Input 3 / Output 1, IEC60255-27,Input 3 / Output 2, IEC60255-27,Input 1 / Input 2, IEC60255-27,Input 2 / Input 3, IEC60255-27,Input 1 / Input 3,
RM35JA32MW_21.0 | EN60255-6, IEC60255-6 No 73/23/EEC + 93/68/EEC No 89/336/EEC + 92/31/EEC + 93/68/EEC 2002/95/EC
RM35JA32MW_22.0 | Not specified
RM35JA32MW_23.0 | IEC61000-6-2 ¦ ,Generic immunity standard, Level 3 (6kV / 8kV) ¦ IEC61000-4-2,Electrostatic discharge, Level 3 (10V/m) ¦ IEC61000-4-3,Radiated RF & electromagnetic field, Level 3 (2kV coupling / 4kV direct) ¦ IEC61000-4-4,Fast transient / burst, Level 3 (1kV phase-phase) ¦ IEC61000-4-5,Surge, Level 3 (10V) ¦ IEC61000-4-6,Conducted RF disturbance, IEC61000-4-8,Power frequency magnetic field, Class 3 (0%, 40%, 70%, 80% of Us) ¦ IEC61000-4-11,Voltage dips, short interruption & variations on power line, IEC61000-4-18,1 MHz oscillation wave, IEC61000-4-29,DC voltage interruption, Not tested ¦ IEC61000-4-13,Low frequency harmonics, · ¦ Germanisher Lloyd,Conducted low frequency interference (harmonics), IEC61000-6-3, IEC61000-6-4 ¦ ,Generic emission standard, Class B ¦ EN55022 / CISPR22,Radiated RF & electromagnetic field (IT equiment), Class B ¦ EN55011 / CISPR11,Radiated RF & electromagnetic field (Medical equiment), EMC 2 ¦ Germanisher Lloyd,Radiated emission from enclosure port, Class B ¦ EN55022 / CISPR22,Conducted RF emission on power line (IT equiment), Class B ¦ EN55011 / CISPR11,Conducted RF emission on power line (Medical equiment), EMC 2 ¦ Germanisher Lloyd,Conducted emission,
RM35JA32MW_29.0 | IP20 ¦ IEC60529,Terminal Block, IP30 ¦ IEC60529,Housing, IEC60529,Front Panel,
RM35JA32MW_298.0 | 130
RM35JA32MW_3.0 | 35 x 90 x 72 ¦ ,Width,
RM35JA32MW_30.0 | Power supply availability, Power supply not availability, Timing in-progress, Output is energized, Output is de-energized, Range Setting Changes,
RM35JA32MW_31.0 | UL, CSA, GL, C-Tick, GOST, CE, CCC
RM35JA32MW_32.0 | UL, CSA, GL, C-Tick, GOST, CCC
RM35JA32MW_33.0 | 2 cycles 24h ;+25°C +55°C 95%HR ¦ IEC60068-2-30,Damp heat,
RM35JA32MW_34.0 | =< 1500 at maximum supply voltage ¦ ,through Un power reset, through front panel reset, through input control reset,
RM35JA32MW_35.0 | Not specified ¦ ,on crossing the threshold,
RM35JA32MW_36.0 | IEC60068-3-3
RM35JA32MW_37.0 | 5 gn ¦ IEC60068-2-27
RM35JA32MW_38.0 | 50 / 60 45…66
RM35JA32MW_39.0 | A1-A2
RM35JA32MW_4.0 | IEC60255-27,Supply / Input 1, IEC60255-27,Supply / Input 2, IEC60255-27,Supply / Input 3, IEC60255-27,Supply / Output 1, IEC60255-27,Supply / Output 2, IEC60255-27,Output 1 / Output 2, IEC60255-27,Input 1 / Output 1, IEC60255-27,Input 1 / Output 2, IEC60255-27,Input 2 / Output 1, IEC60255-27,Input 2 / Output 2, IEC60255-27,Input 3 / Output 1, IEC60255-27,Input 3 / Output 2, IEC60255-27,Input 1 / Input 2, IEC60255-27,Input 2 / Input 3, IEC60255-27,Input 1 / Input 3,
RM35JA32MW_40.0 | 3 ¦ IEC60664-1
RM35JA32MW_41.0 | IEC60947-5-1
RM35JA32MW_42.0 | 0.6…1 ¦ IEC60947-1,Tightening torque,
RM35JA32MW_43.0 | 0.035mm from 10Hz…150Hz ¦ IEC60068-2-6
RM35JA32MW_45.0 | +/- 10% of full scales
RM35JA32MW_47.0 | +/- 2%
RM35JA32MW_48.0 | MTTF, B10,
RM35JA32MW_49.0 | IEC60947-5-1,Relay Output by external fuse, IEC62314,Solid State Output by external fuse,
RM35JA32MW_5.0 | 10
RM35JA32MW_50.0 | Any position ¦ ,In relation to normal vertical mounting plane,
RM35JA32MW_51.0 | On Top Hat 35mm DIN rail ¦ IEC/EN 60715,Without socket, - ¦ IEC/EN 60715,With socket,
RM35JA32MW_53.0 | 11-12-14, 21-22-24
RM35JA32MW_54.0 | 2 x C/O relay contacts
RM35JA32MW_55.0 | III ¦ IEC60664-1
RM35JA32MW_59.0 | ~ 250 ¦ ,Maximum switching voltage, ~ 5 ¦ ,Maximum switching current, 1250 ¦ ,Maximum switching capacity,
RM35JA32MW_6.0 | 1 x 105 switching cycles ¦ IEC60947-4-1,AC-1, IEC60947-4-1,DC-1, IEC60947-5-1,AC-15, IEC60947-5-1,DC-13,
RM35JA32MW_60.0 | 5 ¦ IEC60947-5-4,Minimum switching voltage, 10 ¦ IEC60947-5-4,Minimum switching current, 50 ¦ IEC60947-5-4,Minimum switching capacity,
RM35JA32MW_61.0 | Not specified ¦ ,Horizontal, Not specified ¦ ,Vertical,
RM35JA32MW_62.0
RM35JA32MW_63.0 | Energized on fault-free ¦ ,R1 (11-12-14), R2 (21-22-24),
RM35JA32MW_64.0
RM35JA32MW_65.0
RM35JA32MW_67.0 | ~ 3.5VA, -- 0.6W
RM35JA32MW_68.0 | · ¦ ,"OFF" delay, - ¦ ,"ON" delay, · ¦ ,Inhibition,
RM35JA32MW_7.0 | IEC60664-1,Supply, IEC60664-1,Input 1, IEC60664-1,Input 2, IEC60664-1,Input 3, IEC60664-1,Output 1, IEC60664-1,Output 2, IEC60664-1,Supply / Input 1,Galvanic IEC60664-1,Supply / Input 2,Isolated IEC60664-1,Supply / Input 3,Circuit IEC60664-1,Supply / Output 1, IEC60664-1,Supply / Output 2, IEC60664-1,Output 1 / Output 2, IEC60664-1,Input 1 / Output 1, IEC60664-1,Input 1 / Output 2, IEC60664-1,Input 2 / Output 1, > 500MOhm @ -- 500V ¦ IEC60664-1,Input 2 / Output 2, IEC60664-1,Input 3 / Output 1, IEC60664-1,Input 3 / Output 2, IEC60664-1,Input 1 / Input 2, IEC60664-1,Input 2 / Input 3, IEC60664-1,Input 1 / Input 3,
RM35JA32MW_70.0 | Not specified Not specified
RM35JA32MW_77.0 | IEC61810-1,Rated switching current,
RM35JA32MW_78.0 | IEC61810-1,Rated switching voltage,
RM35JA32MW_8.0 | IEC60664-1,Supply, IEC60664-1,Input 1, IEC60664-1,Input 2, IEC60664-1,Input 3, 4 ¦ IEC60664-1,Output 1, IEC60664-1,Output 2, IEC60664-1,Supply / Input 1,Galvanic IEC60664-1,Supply / Input 2,Isolated IEC60664-1,Supply / Input 3,Circuit IEC60664-1,Supply / Output 1, IEC60664-1,Supply / Output 2, IEC60664-1,Output 1 / Output 2, IEC60664-1,Input 1 / Output 1, IEC60664-1,Input 1 / Output 2, IEC60664-1,Input 2 / Output 1, 2 @ 50Hz for 1 minutes ¦ IEC60664-1,Input 2 / Output 2, IEC60664-1,Input 3 / Output 1, IEC60664-1,Input 3 / Output 2, IEC60664-1,Input 1 / Input 2, IEC60664-1,Input 2 / Input 3, IEC60664-1,Input 1 / Input 3,
RM35JA32MW_9.0 | 30 x 106 switching cycles ¦ IEC61810-1
RM35JA32MW_92.0 | - ¦ IEC62314,Only for solid state output,
RM35JA32MW_93.0 | - ¦ IEC62314,Only for solid state output,
RM35JA32MW_96.0 | Adjustable 0.3…30 ¦ ,"OFF" delay, - ¦ ,"ON" delay, Adjustable 1…20 ¦ ,Inhibition,
RM35LM33MW | IEC60721-3-3,Climatic category, Germanisher Lloyd,Environmental category, IEC60947-5-1,Cyclic Damp Heat Test, Supply,Rated Input 1,Voltage Input 2,Spec Input 3, Output 1, Output 2, Measurement mode, MTTFd, B10d, Not specified ¦ IEC60721-3-3,Climatic category, Germanisher Lloyd,Environmental category, IEC60947-5-1,Cyclic Damp Heat Test, 600 ¦ ,Supply,Rated 600 ¦ ,Input 1,Voltage Input 2,Spec Input 3, Output 1, Output 2, Measurement mode, MTTFd, B10d,
RM35LM33MWMaximum length of probes cable | 100 ¦ ,Maximum length of probes cable, 100 ¦ ,Maximum length of probes cable,
RM35LM33MWMaximum probe supplied current | < 1 ¦ ,Maximum probe supplied current, 1 ¦ ,Maximum probe supplied current,
RM35LM33MWMaximum probe supplied voltage | 12 ¦ ,Maximum probe supplied voltage, 12 ¦ ,Maximum probe supplied voltage,
RM35LM33MW_1.0 | Depth, Depth,
RM35LM33MW_10.0 | 600 =< 600
RM35LM33MW_11.0 | ~/-- 24…240 ~/-- 20.4…264 ~/-- 24…240 ~/-- 20.4…264
RM35LM33MW_12.0 | - 20…+ 50 ¦ ,Operation, -20…+50 ¦ ,Operation,
RM35LM33MW_13.0 | - 40…+ 70 ¦ ,Storage, -40…+70 ¦ ,Storage,
RM35LM33MW_14.0 | IEC60068-2-29 IEC60068-2-29
RM35LM33MW_15.0 | Cable stripping length, Not specified ¦ ,Cable stripping length,
RM35LM33MW_16.0 | Supply,Terminal Input 1, Input 2, Input 3, Output 1, Output 2, Supply,Terminal Input 1, Input 2, Input 3, Output 1, 600 ¦ ,Output 2,
RM35LM33MW_17.0 | 1 conductor: 0.5…4 (AWG 20…AWG 11) ¦ IEC60947-1,Solid cable without cable end (screw terminal), 2 conductors: 0.5…2.5 (AWG 20…AWG 14) ¦ IEC60947-1,Flexible cable with cable end (screw terminal), 1 conductor: 0.2…2.5 (AWG 24…AWG 12) ¦ IEC60947-1,Solid cable (spring terminal), 2 conductors: 0.2…1.5 (AWG 24…AWG 16) ¦ IEC60947-1,Flexible cable (spring terminal), 1 conductor:0.5…4 (AWG20…AWG11) 2 conductor:0.5…2.5 (AWG20…AWG14) ¦ IEC60947-1,Solid cable without cable end (screw terminal), 1 conductor:0.2…2.5 (AWG24…AWG12) 2 conductor:0.2…1.5 (AWG24…AWG16) ¦ IEC60947-1,Flexible cable with cable end (screw terminal), - ¦ IEC60947-1,Solid cable (spring terminal), - ¦ IEC60947-1,Flexible cable (spring terminal),
RM35LM33MW_18.0 | Cadmium free Cadmium free
RM35LM33MW_19.0
RM35LM33MW_2.0 | Height, Height,
RM35LM33MW_20.0 | 2, 1 50 Hz, 1 min. ¦ IEC60255-27,Supply / Input 1, IEC60255-27,Supply / Input 2, IEC60255-27,Supply / Input 3, IEC60255-27,Supply / Output 1, IEC60255-27,Supply / Output 2, IEC60255-27,Output 1 / Output 2, IEC60255-27,Input 1 / Output 1, IEC60255-27,Input 1 / Output 2, IEC60255-27,Input 2 / Output 1, IEC60255-27,Input 2 / Output 2, IEC60255-27,Input 3 / Output 1, IEC60255-27,Input 3 / Output 2, IEC60255-27,Input 1 / Input 2, IEC60255-27,Input 2 / Input 3, IEC60255-27,Input 1 / Input 3, Yes ¦ IEC60255-27,Supply / Input 1, Yes ¦ IEC60255-27,Supply / Input 2, Yes ¦ IEC60255-27,Supply / Input 3, IEC60255-27,Supply / Output 1, IEC60255-27,Supply / Output 2, IEC60255-27,Output 1 / Output 2, IEC60255-27,Input 1 / Output 1, IEC60255-27,Input 1 / Output 2, IEC60255-27,Input 2 / Output 1, IEC60255-27,Input 2 / Output 2, IEC60255-27,Input 3 / Output 1, IEC60255-27,Input 3 / Output 2, IEC60255-27,Input 1 / Input 2, IEC60255-27,Input 2 / Input 3, IEC60255-27,Input 1 / Input 3,
RM35LM33MW_21.0 | NF EN 60255-6 and IEC 60255-6 EN60255-6, IEC60255-6 No 73/23/EEC + 93/68/EEC No 89/336/EEC + 92/31/EEC + 93/68/EEC 2002/95/EC
RM35LM33MW_22.0 | Not specified
RM35LM33MW_23.0 | Immunity NF EN 61000-6-2 2002 / IEC 61000-6-2 ¦ ,Generic immunity standard, IEC61000-4-2,Electrostatic discharge, IEC61000-4-3,Radiated RF & electromagnetic field, IEC61000-4-4,Fast transient / burst, IEC61000-4-5,Surge, IEC61000-4-6,Conducted RF disturbance, IEC61000-4-8,Power frequency magnetic field, IEC61000-4-11,Voltage dips, short interruption & variations on power line, IEC61000-4-18,1 MHz oscillation wave, IEC61000-4-29,DC voltage interruption, IEC61000-4-13,Low frequency harmonics, Emission NF EN 61000-6-4, NF EN 61000-6-3, IEC 61000-6-4, IEC 61000-6-3 ¦ Germanisher Lloyd,Conducted low frequency interference (harmonics), Generic emission standard, EN55022 / CISPR22,Radiated RF & electromagnetic field (IT equiment), EN55011 / CISPR11,Radiated RF & electromagnetic field (Medical equiment), Germanisher Lloyd,Radiated emission from enclosure port, EN55022 / CISPR22,Conducted RF emission on power line (IT equiment), EN55011 / CISPR11,Conducted RF emission on power line (Medical equiment), Germanisher Lloyd,Conducted emission, IEC61000-6-2 ¦ ,Generic immunity standard, Level 3 (6kV / 8kV) ¦ IEC61000-4-2,Electrostatic discharge, Level 3 (10V/m) ¦ IEC61000-4-3,Radiated RF & electromagnetic field, Level 3 (2kV coupling / 4kV direct) ¦ IEC61000-4-4,Fast transient / burst, Level 3 (1kV phase-phase) ¦ IEC61000-4-5,Surge, Level 3 (10V) ¦ IEC61000-4-6,Conducted RF disturbance, IEC61000-4-8,Power frequency magnetic field, Class 3 (0%, 40%, 70%, 80% of Us) ¦ IEC61000-4-11,Voltage dips, short interruption & variations on power line, IEC61000-4-18,1 MHz oscillation wave, IEC61000-4-29,DC voltage interruption, Not tested ¦ IEC61000-4-13,Low frequency harmonics, · ¦ Germanisher Lloyd,Conducted low frequency interference (harmonics), IEC61000-6-3, IEC61000-6-4 ¦ ,Generic emission standard, Class B ¦ EN55022 / CISPR22,Radiated RF & electromagnetic field (IT equiment), Class B ¦ EN55011 / CISPR11,Radiated RF & electromagnetic field (Medical equiment), EMC 2 ¦ Germanisher Lloyd,Radiated emission from enclosure port, Class B ¦ EN55022 / CISPR22,Conducted RF emission on power line (IT equiment), Class B ¦ EN55011 / CISPR11,Conducted RF emission on power line (Medical equiment), EMC 2 ¦ Germanisher Lloyd,Conducted emission,
RM35LM33MW_24.0 | 1 level - Fill operation, 1 level - Empty operation, 2 level - Fill operation, 2 level - Empty operation, 1 level - Fill operation, 1 level - Empty operation, 2 level - Fill operation, 2 level - Empty operation,
RM35LM33MW_25.0 | 1 for LS 2.2 for St 4.7 pour HS ¦ ,Maximum cable capacitance, Maximum cable capacitance,
RM35LM33MW_27.0 | Input terminal, Input terminal,
RM35LM33MW_28.0 | Internal input resistance, Internal input resistance,
RM35LM33MW_29.0 | IP 20 ¦ IEC60529,Terminal Block, IP 30 ¦ IEC60529,Housing, IEC60529,Front Panel, IP20 ¦ IEC60529,Terminal Block, IP30 ¦ IEC60529,Housing, IEC60529,Front Panel,
RM35LM33MW_298.0 | 130
RM35LM33MW_3.0 | Width, 35 x 90 x 72 ¦ ,Width,
RM35LM33MW_30.0 | Green LED ¦ ,Power supply availability, Power supply not availability, Timing in-progress, Yellow LED ¦ ,Output is energized, Yellow LED ¦ ,Output is de-energized, Range Setting Changes, Power supply availability, Power supply not availability, Timing in-progress, Output is energized, Output is de-energized, Range Setting Changes,
RM35LM33MW_31.0 | 1: 73/23/EEC and EMC 89/336/EEC UL, CSA, GL, C-Tick, GOST, CE
RM35LM33MW_32.0 | UL, CSA, GL, C-Tick, GOST UL, CSA, GL, C-Tick, GOST
RM35LM33MW_33.0 | 2 x 24 hours…+ 95 % RH at + 55 °C (without condensation) ¦ IEC60068-2-30,Damp heat, 2 cycles 24h ;+25°C +55°C 95%HR ¦ IEC60068-2-30,Damp heat,
RM35LM33MW_34.0 | 1.75 ¦ ,through Un power reset, through front panel reset, through input control reset, =< 1750 at maximum supply voltage ¦ ,through Un power reset, through front panel reset, through input control reset,
RM35LM33MW_35.0 | on crossing the threshold, Not specified ¦ ,on crossing the threshold,
RM35LM33MW_36.0 | IEC60068-3-3 IEC60068-3-3
RM35LM33MW_37.0 | 5 gn ¦ IEC60068-2-27 5 gn ¦ IEC60068-2-27
RM35LM33MW_38.0 | 50/60 Hz ± 10 % 50 / 60 45…66
RM35LM33MW_39.0 | A1-A2
RM35LM33MW_4.0 | > 500 MΩ, 2 500 V ¦ IEC60255-27,Supply / Input 1, IEC60255-27,Supply / Input 2, IEC60255-27,Supply / Input 3, IEC60255-27,Supply / Output 1, IEC60255-27,Supply / Output 2, IEC60255-27,Output 1 / Output 2, IEC60255-27,Input 1 / Output 1, IEC60255-27,Input 1 / Output 2, IEC60255-27,Input 2 / Output 1, IEC60255-27,Input 2 / Output 2, IEC60255-27,Input 3 / Output 1, IEC60255-27,Input 3 / Output 2, IEC60255-27,Input 1 / Input 2, IEC60255-27,Input 2 / Input 3, IEC60255-27,Input 1 / Input 3, IEC60255-27,Supply / Input 1, IEC60255-27,Supply / Input 2, IEC60255-27,Supply / Input 3, IEC60255-27,Supply / Output 1, IEC60255-27,Supply / Output 2, IEC60255-27,Output 1 / Output 2, IEC60255-27,Input 1 / Output 1, IEC60255-27,Input 1 / Output 2, IEC60255-27,Input 2 / Output 1, IEC60255-27,Input 2 / Output 2, IEC60255-27,Input 3 / Output 1, IEC60255-27,Input 3 / Output 2, IEC60255-27,Input 1 / Input 2, IEC60255-27,Input 2 / Input 3, IEC60255-27,Input 1 / Input 3,
RM35LM33MW_40.0 | 3 ¦ IEC60664-1 3 ¦ IEC60664-1
RM35LM33MW_41.0 | IEC60947-5-1 5 ¦ IEC60947-5-1
RM35LM33MW_42.0 | 0.6…1N.m / 5.3…8.8 Lbf.In ¦ IEC60947-1,Tightening torque, 0.6…1 ¦ IEC60947-1,Tightening torque,
RM35LM33MW_43.0 | 0.035 mm from 10…150 Hz ¦ IEC60068-2-6 0.035mm from 10Hz…150Hz ¦ IEC60068-2-6
RM35LM33MW_44.0 | ± 10 % of the full scale ± 20 % for the HS range ¦ ,Setting accuracy, +/- 10% of full scale value, +/- 20% for HS range ¦ ,Setting accuracy,
RM35LM33MW_45.0 | +/- 10% of full scales
RM35LM33MW_46.0 | Repeat accuracy (constant parameters), Not specified ¦ ,Repeat accuracy (constant parameters),
RM35LM33MW_47.0 | ± 2 % +/- 2%
RM35LM33MW_48.0 | MTTF, B10, MTTF, B10,
RM35LM33MW_49.0 | IEC60947-5-1,Relay Output by external fuse, IEC62314,Solid State Output by external fuse, 8 ¦ IEC60947-5-1,Relay Output by external fuse, IEC62314,Solid State Output by external fuse,
RM35LM33MW_5.0 | ~ 90, -- 100 90 (AC), 100 (DC)
RM35LM33MW_50.0 | Any position ¦ ,In relation to normal vertical mounting plane, Any position ¦ ,In relation to normal vertical mounting plane,
RM35LM33MW_51.0 | On 4 rail ¦ IEC/EN 60715,Without socket, IEC/EN 60715,With socket, On Top Hat 35mm DIN rail ¦ IEC/EN 60715,Without socket, - ¦ IEC/EN 60715,With socket,
RM35LM33MW_53.0 | 11-12-14, 21-22-24
RM35LM33MW_54.0 | 2 C/O contacts 2 x C/O relay contacts
RM35LM33MW_55.0 | III ¦ IEC60664-1 III ¦ IEC60664-1
RM35LM33MW_58.0 | Maximum measuring cycles, Maximum measuring cycles,
RM35LM33MW_59.0 | 1/2 250 ¦ ,Maximum switching voltage, 1/2 5 ¦ ,Maximum switching current, Maximum switching capacity, ~ 250 ¦ ,Maximum switching voltage, ~ 5 ¦ ,Maximum switching current, 1250 ¦ ,Maximum switching capacity,
RM35LM33MW_6.0 | 1 x 105 operating cycles ¦ IEC60947-4-1,AC-1, AC-12, AC-13, AC-14, AC-15, DC-12, DC-13 ¦ IEC60947-4-1,DC-1, IEC60947-5-1,AC-15, IEC60947-5-1,DC-13, 1 x 105 switching cycles ¦ IEC60947-4-1,AC-1, IEC60947-4-1,DC-1, IEC60947-5-1,AC-15, IEC60947-5-1,DC-13,
RM35LM33MW_60.0 | IEC60947-5-4,Minimum switching voltage, IEC60947-5-4,Minimum switching current, 10/ 2 5 V ¦ IEC60947-5-4,Minimum switching capacity, 5 ¦ IEC60947-5-4,Minimum switching voltage, 10 ¦ IEC60947-5-4,Minimum switching current, 50 ¦ IEC60947-5-4,Minimum switching capacity,
RM35LM33MW_61.0 | Horizontal, Vertical, Not specified ¦ ,Horizontal, Not specified ¦ ,Vertical,
RM35LM33MW_62.0
RM35LM33MW_63.0 | R1 (11-12-14), R2 (21-22-24), Not specified ¦ ,R1 (11-12-14), R2 (21-22-24),
RM35LM33MW_64.0
RM35LM33MW_65.0
RM35LM33MW_67.0 | 5VA / 1.5W ~ 5VA, -- 1.5W
RM35LM33MW_68.0 | "OFF" delay, "ON" delay, Inhibition, · ¦ ,"OFF" delay, · ¦ ,"ON" delay, - ¦ ,Inhibition,
RM35LM33MW_69.0 | 5…100 % of the range ¦ ,1 level - Fill operation, 1 level - Empty operation, 2 level - Fill operation, 2 level - Empty operation, 1 level - Fill operation, 1 level - Empty operation, 2 level - Fill operation, 2 level - Empty operation,
RM35LM33MW_7.0 | 4 (1.2/50 µs) ¦ IEC60664-1,Supply, IEC60664-1,Input 1, IEC60664-1,Input 2, IEC60664-1,Input 3, IEC60664-1,Output 1, IEC60664-1,Output 2, IEC60664-1,Supply / Input 1,Galvanic IEC60664-1,Supply / Input 2,Isolated IEC60664-1,Supply / Input 3,Circuit IEC60664-1,Supply / Output 1, IEC60664-1,Supply / Output 2, IEC60664-1,Output 1 / Output 2, IEC60664-1,Input 1 / Output 1, IEC60664-1,Input 1 / Output 2, IEC60664-1,Input 2 / Output 1, IEC60664-1,Input 2 / Output 2, IEC60664-1,Input 3 / Output 1, IEC60664-1,Input 3 / Output 2, IEC60664-1,Input 1 / Input 2, IEC60664-1,Input 2 / Input 3, IEC60664-1,Input 1 / Input 3, IEC60664-1,Supply, IEC60664-1,Input 1, IEC60664-1,Input 2, IEC60664-1,Input 3, IEC60664-1,Output 1, IEC60664-1,Output 2, IEC60664-1,Supply / Input 1,Galvanic IEC60664-1,Supply / Input 2,Isolated IEC60664-1,Supply / Input 3,Circuit IEC60664-1,Supply / Output 1, IEC60664-1,Supply / Output 2, IEC60664-1,Output 1 / Output 2, IEC60664-1,Input 1 / Output 1, IEC60664-1,Input 1 / Output 2, IEC60664-1,Input 2 / Output 1, > 500MOhm @ -- 500V ¦ IEC60664-1,Input 2 / Output 2, IEC60664-1,Input 3 / Output 1, IEC60664-1,Input 3 / Output 2, IEC60664-1,Input 1 / Input 2, IEC60664-1,Input 2 / Input 3, IEC60664-1,Input 1 / Input 3,
RM35LM33MW_70.0 | Not specified Not specified
RM35LM33MW_71.0 | Measurement error with supply voltage variation, 0.5 % / °C ¦ ,Measurement error with temperature variation, Not specified ¦ ,Measurement error with supply voltage variation, 0.5% / oC ¦ ,Measurement error with temperature variation,
RM35LM33MW_77.0 | 5 ¦ IEC61810-1,Rated switching current, IEC61810-1,Rated switching current,
RM35LM33MW_78.0 | 1250 ¦ IEC61810-1,Rated switching voltage, IEC61810-1,Rated switching voltage,
RM35LM33MW_8.0 | 250 ¦ IEC60664-1,Supply, IEC60664-1,Input 1, IEC60664-1,Input 2, IEC60664-1,Input 3, IEC60664-1,Output 1, IEC60664-1,Output 2, IEC60664-1,Supply / Input 1,Galvanic IEC60664-1,Supply / Input 2,Isolated IEC60664-1,Supply / Input 3,Circuit IEC60664-1,Supply / Output 1, IEC60664-1,Supply / Output 2, IEC60664-1,Output 1 / Output 2, IEC60664-1,Input 1 / Output 1, IEC60664-1,Input 1 / Output 2, IEC60664-1,Input 2 / Output 1, IEC60664-1,Input 2 / Output 2, IEC60664-1,Input 3 / Output 1, IEC60664-1,Input 3 / Output 2, IEC60664-1,Input 1 / Input 2, IEC60664-1,Input 2 / Input 3, IEC60664-1,Input 1 / Input 3, IEC60664-1,Supply, IEC60664-1,Input 1, IEC60664-1,Input 2, IEC60664-1,Input 3, 4 ¦ IEC60664-1,Output 1, IEC60664-1,Output 2, IEC60664-1,Supply / Input 1,Galvanic IEC60664-1,Supply / Input 2,Isolated IEC60664-1,Supply / Input 3,Circuit IEC60664-1,Supply / Output 1, IEC60664-1,Supply / Output 2, IEC60664-1,Output 1 / Output 2, IEC60664-1,Input 1 / Output 1, IEC60664-1,Input 1 / Output 2, IEC60664-1,Input 2 / Output 1, 2 @ 50Hz for 1 minutes ¦ IEC60664-1,Input 2 / Output 2, IEC60664-1,Input 3 / Output 1, IEC60664-1,Input 3 / Output 2, IEC60664-1,Input 1 / Input 2, IEC60664-1,Input 2 / Input 3, IEC60664-1,Input 1 / Input 3,
RM35LM33MW_81.0 | 1 level - Fill operation, 1 level - Empty operation, 2 level - Fill operation, 2 level - Empty operation, 1 level - Fill operation, 1 level - Empty operation, 2 level - Fill operation, 2 level - Empty operation,
RM35LM33MW_9.0 | 30 x 106 operating cycles ¦ IEC61810-1 30 x 106 switching cycles ¦ IEC61810-1
RM35LM33MW_92.0 | IEC62314,Only for solid state output, - ¦ IEC62314,Only for solid state output,
RM35LM33MW_93.0 | IEC62314,Only for solid state output, - ¦ IEC62314,Only for solid state output,
RM35LM33MW_94.0 | Measurement method, Liquid level probe ¦ ,Measurement method,
RM35LM33MW_95.0 | 250 Ω…5 kΩ ¦ ,1 level - Fill operation, 5 kΩ…100 kΩ ¦ ,1 level - Empty operation, 50 kΩ…1 MΩ ¦ ,2 level - Fill operation, 2 level - Empty operation, 1 level - Fill operation, 1 level - Empty operation, 2 level - Fill operation, 2 level - Empty operation,
RM35LM33MW_96.0 | 0.1…5, 0 + 10 % ¦ ,"OFF" delay, "ON" delay, Inhibition, Adjustable 0.1…5 ¦ ,"OFF" delay, Adjustable 0.1…5 ¦ ,"ON" delay, - ¦ ,Inhibition,
RM35LV14MW | IEC60721-3-3,Climatic category, Germanisher Lloyd,Environmental category, IEC60947-5-1,Cyclic Damp Heat Test, Supply,Rated Input 1,Voltage Input 2,Spec Input 3, Output 1, Output 2, Measurement mode, MTTFd, B10d, Not specified ¦ IEC60721-3-3,Climatic category, Germanisher Lloyd,Environmental category, IEC60947-5-1,Cyclic Damp Heat Test, 600 ¦ ,Supply,Rated 600 ¦ ,Input 1,Voltage Input 2,Spec Input 3, Output 1, Output 2, Measurement mode, MTTFd, B10d,
RM35LV14MWMaximum length of probes cable | 100 ¦ ,Maximum length of probes cable, 100 ¦ ,Maximum length of probes cable,
RM35LV14MWMaximum probe supplied current | 40 ¦ ,Maximum probe supplied current, 40 ¦ ,Maximum probe supplied current,
RM35LV14MWMaximum probe supplied voltage | 12 ¦ ,Maximum probe supplied voltage, 12 ¦ ,Maximum probe supplied voltage,
RM35LV14MW_1.0 | Depth, Depth,
RM35LV14MW_10.0 | 500 =< 600
RM35LV14MW_11.0 | 1/2 24…240 1/2 20.4…264 ~/-- 24…240 ~/-- 20.4…264
RM35LV14MW_12.0 | - 20…+ 50 ¦ ,Operation, -20…+50 ¦ ,Operation,
RM35LV14MW_13.0 | - 40…+ 70 ¦ ,Storage, -40…+70 ¦ ,Storage,
RM35LV14MW_14.0 | IEC60068-2-29 IEC60068-2-29
RM35LV14MW_15.0 | Cable stripping length, Not specified ¦ ,Cable stripping length,
RM35LV14MW_16.0 | Supply,Terminal Input 1, Input 2, Input 3, Output 1, Output 2, Supply,Terminal Input 1, Input 2, Input 3, Output 1, 600 ¦ ,Output 2,
RM35LV14MW_17.0 | 1 conductor: 0.5…4 (AWG 20…AWG 11) ¦ IEC60947-1,Solid cable without cable end (screw terminal), 2 conductors: 0.5…2.5 (AWG 20…AWG 14) ¦ IEC60947-1,Flexible cable with cable end (screw terminal), 1 conductor: 0.2…2.5 (AWG 24…AWG 12) ¦ IEC60947-1,Solid cable (spring terminal), 2 conductors: 0.2…1.5 (AWG 24…AWG 16) ¦ IEC60947-1,Flexible cable (spring terminal), 1 conductor:0.5…4 (AWG20…AWG11) 2 conductor:0.5…2.5 (AWG20…AWG14) ¦ IEC60947-1,Solid cable without cable end (screw terminal), 1 conductor:0.2…2.5 (AWG24…AWG12) 2 conductor:0.2…1.5 (AWG24…AWG16) ¦ IEC60947-1,Flexible cable with cable end (screw terminal), - ¦ IEC60947-1,Solid cable (spring terminal), - ¦ IEC60947-1,Flexible cable (spring terminal),
RM35LV14MW_18.0 | Cadmium free Cadmium free
RM35LV14MW_19.0
RM35LV14MW_2.0 | Height, Height,
RM35LV14MW_20.0 | 2, 1 50 Hz, 1 min. ¦ IEC60255-27,Supply / Input 1, IEC60255-27,Supply / Input 2, IEC60255-27,Supply / Input 3, IEC60255-27,Supply / Output 1, IEC60255-27,Supply / Output 2, IEC60255-27,Output 1 / Output 2, IEC60255-27,Input 1 / Output 1, IEC60255-27,Input 1 / Output 2, IEC60255-27,Input 2 / Output 1, IEC60255-27,Input 2 / Output 2, IEC60255-27,Input 3 / Output 1, IEC60255-27,Input 3 / Output 2, IEC60255-27,Input 1 / Input 2, IEC60255-27,Input 2 / Input 3, IEC60255-27,Input 1 / Input 3, Yes ¦ IEC60255-27,Supply / Input 1, Yes ¦ IEC60255-27,Supply / Input 2, Yes ¦ IEC60255-27,Supply / Input 3, IEC60255-27,Supply / Output 1, IEC60255-27,Supply / Output 2, IEC60255-27,Output 1 / Output 2, IEC60255-27,Input 1 / Output 1, IEC60255-27,Input 1 / Output 2, IEC60255-27,Input 2 / Output 1, IEC60255-27,Input 2 / Output 2, IEC60255-27,Input 3 / Output 1, IEC60255-27,Input 3 / Output 2, IEC60255-27,Input 1 / Input 2, IEC60255-27,Input 2 / Input 3, IEC60255-27,Input 1 / Input 3,
RM35LV14MW_21.0 | NF EN 60255-6 and IEC 60255-6 EN60255-6, IEC60255-6 No 73/23/EEC + 93/68/EEC No 89/336/EEC + 92/31/EEC + 93/68/EEC 2002/95/EC
RM35LV14MW_22.0 | Not specified
RM35LV14MW_23.0 | Immunity NF EN 61000-6-2 2002 / IEC 61000-6-2 ¦ ,Generic immunity standard, IEC61000-4-2,Electrostatic discharge, IEC61000-4-3,Radiated RF & electromagnetic field, IEC61000-4-4,Fast transient / burst, IEC61000-4-5,Surge, IEC61000-4-6,Conducted RF disturbance, IEC61000-4-8,Power frequency magnetic field, IEC61000-4-11,Voltage dips, short interruption & variations on power line, IEC61000-4-18,1 MHz oscillation wave, IEC61000-4-29,DC voltage interruption, IEC61000-4-13,Low frequency harmonics, Emission NF EN 61000-6-4, NF EN 61000-6-3, IEC 61000-6-4, IEC 61000-6-3 ¦ Germanisher Lloyd,Conducted low frequency interference (harmonics), Generic emission standard, EN55022 / CISPR22,Radiated RF & electromagnetic field (IT equiment), EN55011 / CISPR11,Radiated RF & electromagnetic field (Medical equiment), Germanisher Lloyd,Radiated emission from enclosure port, EN55022 / CISPR22,Conducted RF emission on power line (IT equiment), EN55011 / CISPR11,Conducted RF emission on power line (Medical equiment), Germanisher Lloyd,Conducted emission, IEC61000-6-2 ¦ ,Generic immunity standard, Level 3 (6kV / 8kV) ¦ IEC61000-4-2,Electrostatic discharge, Level 3 (10V/m) ¦ IEC61000-4-3,Radiated RF & electromagnetic field, Level 3 (2kV coupling / 4kV direct) ¦ IEC61000-4-4,Fast transient / burst, Level 3 (1kV phase-phase) ¦ IEC61000-4-5,Surge, Level 3 (10V) ¦ IEC61000-4-6,Conducted RF disturbance, IEC61000-4-8,Power frequency magnetic field, Class 3 (0%, 40%, 70%, 80% of Us) ¦ IEC61000-4-11,Voltage dips, short interruption & variations on power line, IEC61000-4-18,1 MHz oscillation wave, IEC61000-4-29,DC voltage interruption, Not tested ¦ IEC61000-4-13,Low frequency harmonics, · ¦ Germanisher Lloyd,Conducted low frequency interference (harmonics), IEC61000-6-3, IEC61000-6-4 ¦ ,Generic emission standard, Class B ¦ EN55022 / CISPR22,Radiated RF & electromagnetic field (IT equiment), Class B ¦ EN55011 / CISPR11,Radiated RF & electromagnetic field (Medical equiment), EMC 2 ¦ Germanisher Lloyd,Radiated emission from enclosure port, Class B ¦ EN55022 / CISPR22,Conducted RF emission on power line (IT equiment), Class B ¦ EN55011 / CISPR11,Conducted RF emission on power line (Medical equiment), EMC 2 ¦ Germanisher Lloyd,Conducted emission,
RM35LV14MW_24.0 | 1 level - Fill operation, 1 level - Empty operation, 2 level - Fill operation, 2 level - Empty operation, 1 level - Fill operation, 1 level - Empty operation, 2 level - Fill operation, 2 level - Empty operation,
RM35LV14MW_25.0 | 10 ¦ ,Maximum cable capacitance, Maximum cable capacitance,
RM35LV14MW_27.0 | Input terminal, Input terminal,
RM35LV14MW_28.0 | Internal input resistance, Internal input resistance,
RM35LV14MW_29.0 | IP 20 ¦ IEC60529,Terminal Block, IP 30 ¦ IEC60529,Housing, IEC60529,Front Panel, IP20 ¦ IEC60529,Terminal Block, IP30 ¦ IEC60529,Housing, IEC60529,Front Panel,
RM35LV14MW_298.0 | 130
RM35LV14MW_3.0 | Width, 35 x 90 x 72 ¦ ,Width,
RM35LV14MW_30.0 | Green LED ¦ ,Power supply availability, Power supply not availability, Timing in-progress, Yellow LED ¦ ,Output is energized, Yellow LED ¦ ,Output is de-energized, Range Setting Changes, Power supply availability, Power supply not availability, Timing in-progress, Output is energized, Output is de-energized, Range Setting Changes,
RM35LV14MW_31.0 | 1: 73/23/EEC and EMC 89/336/EEC UL, CSA, GL, C-Tick, GOST, CE
RM35LV14MW_32.0 | UL, CSA, GL, C-Tick, GOST UL, CSA, GL, C-Tick, GOST
RM35LV14MW_33.0 | 2 x 24 hours…+ 95 % RH at + 55 °C (without condensation) ¦ IEC60068-2-30,Damp heat, 2 cycles 24h ;+25°C +55°C 95%HR ¦ IEC60068-2-30,Damp heat,
RM35LV14MW_34.0 | 4 if 1 line broken / 1 if 2 lines broken ¦ ,through Un power reset, through front panel reset, through input control reset, =< 1000 at maximum supply voltage =< 4000 at maximum supply voltage ¦ ,through Un power reset, through front panel reset, through input control reset,
RM35LV14MW_35.0 | on crossing the threshold, Not specified ¦ ,on crossing the threshold,
RM35LV14MW_36.0 | IEC60068-3-3 IEC60068-3-3
RM35LV14MW_37.0 | 5 gn ¦ IEC60068-2-27 5 gn ¦ IEC60068-2-27
RM35LV14MW_38.0 | 50/60 Hz ± 10 % 50 / 60 45…66
RM35LV14MW_39.0 | A1-A2
RM35LV14MW_4.0 | > 500 MΩ, 2 500 V ¦ IEC60255-27,Supply / Input 1, IEC60255-27,Supply / Input 2, IEC60255-27,Supply / Input 3, IEC60255-27,Supply / Output 1, IEC60255-27,Supply / Output 2, IEC60255-27,Output 1 / Output 2, IEC60255-27,Input 1 / Output 1, IEC60255-27,Input 1 / Output 2, IEC60255-27,Input 2 / Output 1, IEC60255-27,Input 2 / Output 2, IEC60255-27,Input 3 / Output 1, IEC60255-27,Input 3 / Output 2, IEC60255-27,Input 1 / Input 2, IEC60255-27,Input 2 / Input 3, IEC60255-27,Input 1 / Input 3, IEC60255-27,Supply / Input 1, IEC60255-27,Supply / Input 2, IEC60255-27,Supply / Input 3, IEC60255-27,Supply / Output 1, IEC60255-27,Supply / Output 2, IEC60255-27,Output 1 / Output 2, IEC60255-27,Input 1 / Output 1, IEC60255-27,Input 1 / Output 2, IEC60255-27,Input 2 / Output 1, IEC60255-27,Input 2 / Output 2, IEC60255-27,Input 3 / Output 1, IEC60255-27,Input 3 / Output 2, IEC60255-27,Input 1 / Input 2, IEC60255-27,Input 2 / Input 3, IEC60255-27,Input 1 / Input 3,
RM35LV14MW_40.0 | 3 ¦ IEC60664-1 3 ¦ IEC60664-1
RM35LV14MW_41.0 | IEC60947-5-1 5 ¦ IEC60947-5-1
RM35LV14MW_42.0 | 0.6…1N.m / 5.3…8.8 Lbf.In ¦ IEC60947-1,Tightening torque, 0.6…1 ¦ IEC60947-1,Tightening torque,
RM35LV14MW_43.0 | 0.035 mm from 10…150 Hz ¦ IEC60068-2-6 0.035mm from 10Hz…150Hz ¦ IEC60068-2-6
RM35LV14MW_44.0 | ± 10 % of the full scale ± 20 % for the HS range ¦ ,Setting accuracy, +/- 10% of full scale value ¦ ,Setting accuracy,
RM35LV14MW_45.0 | +/- 10% of full scales
RM35LV14MW_46.0 | Repeat accuracy (constant parameters), Not specified ¦ ,Repeat accuracy (constant parameters),
RM35LV14MW_47.0 | ± 2 % +/- 2%
RM35LV14MW_48.0 | MTTF, B10, MTTF, B10,
RM35LV14MW_49.0 | IEC60947-5-1,Relay Output by external fuse, IEC62314,Solid State Output by external fuse, IEC60947-5-1,Relay Output by external fuse, IEC62314,Solid State Output by external fuse,
RM35LV14MW_5.0 | ~ 90, -- 100 90 (AC), 100 (DC)
RM35LV14MW_50.0 | Any position ¦ ,In relation to normal vertical mounting plane, Any position ¦ ,In relation to normal vertical mounting plane,
RM35LV14MW_51.0 | On 4 rail ¦ IEC/EN 60715,Without socket, IEC/EN 60715,With socket, On Top Hat 35mm DIN rail ¦ IEC/EN 60715,Without socket, - ¦ IEC/EN 60715,With socket,
RM35LV14MW_53.0 | 11-12-14
RM35LV14MW_54.0 | 1 C/O contact 1 x C/O relay contacts
RM35LV14MW_55.0 | III ¦ IEC60664-1 III ¦ IEC60664-1
RM35LV14MW_58.0 | Maximum measuring cycles, Maximum measuring cycles,
RM35LV14MW_59.0 | 1/2 250 ¦ ,Maximum switching voltage, 1/2 5 ¦ ,Maximum switching current, Maximum switching capacity, ~ 250 ¦ ,Maximum switching voltage, ~ 5 ¦ ,Maximum switching current, 1250 ¦ ,Maximum switching capacity,
RM35LV14MW_6.0 | 1 x 105 operating cycles ¦ IEC60947-4-1,AC-1, AC-12, AC-13, AC-14, AC-15, DC-12, DC-13 ¦ IEC60947-4-1,DC-1, IEC60947-5-1,AC-15, IEC60947-5-1,DC-13, 1 x 105 switching cycles ¦ IEC60947-4-1,AC-1, IEC60947-4-1,DC-1, IEC60947-5-1,AC-15, IEC60947-5-1,DC-13,
RM35LV14MW_60.0 | IEC60947-5-4,Minimum switching voltage, IEC60947-5-4,Minimum switching current, 10/ 2 5 V ¦ IEC60947-5-4,Minimum switching capacity, 5 ¦ IEC60947-5-4,Minimum switching voltage, 10 ¦ IEC60947-5-4,Minimum switching current, 50 ¦ IEC60947-5-4,Minimum switching capacity,
RM35LV14MW_61.0 | Horizontal, Vertical, Not specified ¦ ,Horizontal, Not specified ¦ ,Vertical,
RM35LV14MW_62.0
RM35LV14MW_63.0 | R1 (11-12-14), R2 (21-22-24), Not specified ¦ ,R1 (11-12-14), R2 (21-22-24),
RM35LV14MW_64.0
RM35LV14MW_65.0
RM35LV14MW_67.0 | 5VA / 1.5W ~ 5VA, -- 1.5W
RM35LV14MW_68.0 | "OFF" delay, "ON" delay, Inhibition, · ¦ ,"OFF" delay, · ¦ ,"ON" delay, - ¦ ,Inhibition,
RM35LV14MW_69.0 | – ¦ ,1 level - Fill operation, 1 level - Empty operation, 2 level - Fill operation, 2 level - Empty operation, 1 level - Fill operation, 1 level - Empty operation, 2 level - Fill operation, 2 level - Empty operation,
RM35LV14MW_7.0 | 4 (1.2/50 µs) ¦ IEC60664-1,Supply, IEC60664-1,Input 1, IEC60664-1,Input 2, IEC60664-1,Input 3, IEC60664-1,Output 1, IEC60664-1,Output 2, IEC60664-1,Supply / Input 1,Galvanic IEC60664-1,Supply / Input 2,Isolated IEC60664-1,Supply / Input 3,Circuit IEC60664-1,Supply / Output 1, IEC60664-1,Supply / Output 2, IEC60664-1,Output 1 / Output 2, IEC60664-1,Input 1 / Output 1, IEC60664-1,Input 1 / Output 2, IEC60664-1,Input 2 / Output 1, IEC60664-1,Input 2 / Output 2, IEC60664-1,Input 3 / Output 1, IEC60664-1,Input 3 / Output 2, IEC60664-1,Input 1 / Input 2, IEC60664-1,Input 2 / Input 3, IEC60664-1,Input 1 / Input 3, IEC60664-1,Supply, IEC60664-1,Input 1, IEC60664-1,Input 2, IEC60664-1,Input 3, IEC60664-1,Output 1, IEC60664-1,Output 2, IEC60664-1,Supply / Input 1,Galvanic IEC60664-1,Supply / Input 2,Isolated IEC60664-1,Supply / Input 3,Circuit IEC60664-1,Supply / Output 1, IEC60664-1,Supply / Output 2, IEC60664-1,Output 1 / Output 2, IEC60664-1,Input 1 / Output 1, IEC60664-1,Input 1 / Output 2, IEC60664-1,Input 2 / Output 1, > 500MOhm @ -- 500V ¦ IEC60664-1,Input 2 / Output 2, IEC60664-1,Input 3 / Output 1, IEC60664-1,Input 3 / Output 2, IEC60664-1,Input 1 / Input 2, IEC60664-1,Input 2 / Input 3, IEC60664-1,Input 1 / Input 3,
RM35LV14MW_70.0 | Not specified Not specified
RM35LV14MW_71.0 | Measurement error with supply voltage variation, 0.5 % / °C ¦ ,Measurement error with temperature variation, Not specified ¦ ,Measurement error with supply voltage variation, 0.5% / oC ¦ ,Measurement error with temperature variation,
RM35LV14MW_77.0 | 5 ¦ IEC61810-1,Rated switching current, IEC61810-1,Rated switching current,
RM35LV14MW_78.0 | 1250 ¦ IEC61810-1,Rated switching voltage, IEC61810-1,Rated switching voltage,
RM35LV14MW_8.0 | 250 ¦ IEC60664-1,Supply, IEC60664-1,Input 1, IEC60664-1,Input 2, IEC60664-1,Input 3, IEC60664-1,Output 1, IEC60664-1,Output 2, IEC60664-1,Supply / Input 1,Galvanic IEC60664-1,Supply / Input 2,Isolated IEC60664-1,Supply / Input 3,Circuit IEC60664-1,Supply / Output 1, IEC60664-1,Supply / Output 2, IEC60664-1,Output 1 / Output 2, IEC60664-1,Input 1 / Output 1, IEC60664-1,Input 1 / Output 2, IEC60664-1,Input 2 / Output 1, IEC60664-1,Input 2 / Output 2, IEC60664-1,Input 3 / Output 1, IEC60664-1,Input 3 / Output 2, IEC60664-1,Input 1 / Input 2, IEC60664-1,Input 2 / Input 3, IEC60664-1,Input 1 / Input 3, IEC60664-1,Supply, IEC60664-1,Input 1, IEC60664-1,Input 2, IEC60664-1,Input 3, 4 ¦ IEC60664-1,Output 1, IEC60664-1,Output 2, IEC60664-1,Supply / Input 1,Galvanic IEC60664-1,Supply / Input 2,Isolated IEC60664-1,Supply / Input 3,Circuit IEC60664-1,Supply / Output 1, IEC60664-1,Supply / Output 2, IEC60664-1,Output 1 / Output 2, IEC60664-1,Input 1 / Output 1, IEC60664-1,Input 1 / Output 2, IEC60664-1,Input 2 / Output 1, 2 @ 50Hz for 1 minutes ¦ IEC60664-1,Input 2 / Output 2, IEC60664-1,Input 3 / Output 1, IEC60664-1,Input 3 / Output 2, IEC60664-1,Input 1 / Input 2, IEC60664-1,Input 2 / Input 3, IEC60664-1,Input 1 / Input 3,
RM35LV14MW_81.0 | 1 level - Fill operation, 1 level - Empty operation, 2 level - Fill operation, 2 level - Empty operation, 1 level - Fill operation, 1 level - Empty operation, 2 level - Fill operation, 2 level - Empty operation,
RM35LV14MW_9.0 | 30 x 106 operating cycles ¦ IEC61810-1 30 x 106 switching cycles ¦ IEC61810-1
RM35LV14MW_92.0 | IEC62314,Only for solid state output, - ¦ IEC62314,Only for solid state output,
RM35LV14MW_93.0 | IEC62314,Only for solid state output, - ¦ IEC62314,Only for solid state output,
RM35LV14MW_94.0 | Measurement method, 12V NPN/PNP ultrasonics sensor ¦ ,Measurement method,
RM35LV14MW_95.0 | – ¦ ,1 level - Fill operation, – ¦ ,1 level - Empty operation, – ¦ ,2 level - Fill operation, 2 level - Empty operation, 1 level - Fill operation, 1 level - Empty operation, 2 level - Fill operation, 2 level - Empty operation,
RM35LV14MW_96.0 | 0.1…5, 0 + 10 % ¦ ,"OFF" delay, "ON" delay, Inhibition, Adjustable 0.1…5 ¦ ,"OFF" delay, Adjustable 0.1…5 ¦ ,"ON" delay, - ¦ ,Inhibition,
RM35TF30 | 3K9 (refer absolute Humidity 36g/m3 as worst case product Mission Profile RH evaluation) ¦ IEC60721-3-3,Climatic category, Class C ¦ Germanisher Lloyd,Environmental category, 6 cycles 24h ; +25°C +55°C ; RH: 93%..97% ¦ IEC60947-5-1,Cyclic Damp Heat Test, 208..480 AC ¦ ,Supply,Rated - ¦ ,Input 1,Voltage - ¦ ,Input 2,Spec - ¦ ,Input 3, 250V ¦ ,Output 1, 250V ¦ ,Output 2, Resistive Voltage Step Down ¦ ,Measurement mode, Yes - - 1) When input monitored @ normal condition, output is always energized 2) When input monitored @ fault condition, output is always de-energized Cannot declare MTTF = MTTFd (Note: customer confuses as safety product) ¦ ,MTTFd, Cannot declare B10 = B10d (Note: customer confuses as safety product) ¦ ,B10d, Drawing / Diagram
RM35TF30SP01 | Same as RM35TF30 ¦ IEC60721-3-3,Climatic category, Same as RM35TF30 ¦ Germanisher Lloyd,Environmental category, Same as RM35TF30 ¦ IEC60947-5-1,Cyclic Damp Heat Test, Same as RM35TF30 ¦ ,Supply,Rated Same as RM35TF30 ¦ ,Input 1,Voltage Same as RM35TF30 ¦ ,Input 2,Spec Same as RM35TF30 ¦ ,Input 3, Same as RM35TF30 ¦ ,Output 1, Same as RM35TF30 ¦ ,Output 2, Same as RM35TF30 ¦ ,Measurement mode, Same as RM35TF30 Same as RM35TF30 Same as RM35TF30 Same as RM35TF30 Same as RM35TF30 ¦ ,MTTFd, Same as RM35TF30 ¦ ,B10d, Drawing / Diagram
RM35TF30SP01_1.0 | Same as RM35TF30 ¦ ,Depth,
RM35TF30SP01_10.0 | Same as RM35TF30
RM35TF30SP01_11.0 | Same as RM35TF30 Same as RM35TF30
RM35TF30SP01_12.0 | Same as RM35TF30 ¦ ,Operation,
RM35TF30SP01_13.0 | Same as RM35TF30 ¦ ,Storage,
RM35TF30SP01_14.0 | Same as RM35TF30 ¦ IEC60068-2-29
RM35TF30SP01_15.0 | Same as RM35TF30 ¦ ,Cable stripping length,
RM35TF30SP01_16.0 | Same as RM35TF30 ¦ ,Supply,Terminal Same as RM35TF30 ¦ ,Input 1, Same as RM35TF30 ¦ ,Input 2, Same as RM35TF30 ¦ ,Input 3, Same as RM35TF30 ¦ ,Output 1, Same as RM35TF30 ¦ ,Output 2,
RM35TF30SP01_17.0 | Same as RM35TF30 ¦ IEC60947-1,Solid cable without cable end (screw terminal), Same as RM35TF30 ¦ IEC60947-1,Flexible cable with cable end (screw terminal), Same as RM35TF30 ¦ IEC60947-1,Solid cable (spring terminal), Same as RM35TF30 ¦ IEC60947-1,Flexible cable (spring terminal),
RM35TF30SP01_18.0 | Same as RM35TF30
RM35TF30SP01_19.0 | Same as RM35TF30
RM35TF30SP01_2.0 | Same as RM35TF30 ¦ ,Height,
RM35TF30SP01_20.0 | Same as RM35TF30 ¦ IEC60255-27,Supply / Input 1, Same as RM35TF30 ¦ IEC60255-27,Supply / Input 2, Same as RM35TF30 ¦ IEC60255-27,Supply / Input 3, Same as RM35TF30 ¦ IEC60255-27,Supply / Output 1, Same as RM35TF30 ¦ IEC60255-27,Supply / Output 2, Same as RM35TF30 ¦ IEC60255-27,Output 1 / Output 2, Same as RM35TF30 ¦ IEC60255-27,Input 1 / Output 1, Same as RM35TF30 ¦ IEC60255-27,Input 1 / Output 2, Same as RM35TF30 ¦ IEC60255-27,Input 2 / Output 1, Same as RM35TF30 ¦ IEC60255-27,Input 2 / Output 2, Same as RM35TF30 ¦ IEC60255-27,Input 3 / Output 1, Same as RM35TF30 ¦ IEC60255-27,Input 3 / Output 2, Same as RM35TF30 ¦ IEC60255-27,Input 1 / Input 2, Same as RM35TF30 ¦ IEC60255-27,Input 2 / Input 3, Same as RM35TF30 ¦ IEC60255-27,Input 1 / Input 3,
RM35TF30SP01_21.0 | Same as RM35TF30 Same as RM35TF30 Same as RM35TF30 Same as RM35TF30
RM35TF30SP01_22.0 | Same as RM35TF30
RM35TF30SP01_23.0 | Same as RM35TF30 ¦ ,Generic immunity standard, Same as RM35TF30 ¦ IEC61000-4-2,Electrostatic discharge, Same as RM35TF30 ¦ IEC61000-4-3,Radiated RF & electromagnetic field, Same as RM35TF30 ¦ IEC61000-4-4,Fast transient / burst, Same as RM35TF30 ¦ IEC61000-4-5,Surge, Same as RM35TF30 ¦ IEC61000-4-6,Conducted RF disturbance, Same as RM35TF30 ¦ IEC61000-4-8,Power frequency magnetic field, Same as RM35TF30 ¦ IEC61000-4-11,Voltage dips, short interruption & variations on power line, Same as RM35TF30 ¦ IEC61000-4-18,1 MHz oscillation wave, Same as RM35TF30 ¦ IEC61000-4-29,DC voltage interruption, Same as RM35TF30 ¦ IEC61000-4-13,Low frequency harmonics, Same as RM35TF30 ¦ Germanisher Lloyd,Conducted low frequency interference (harmonics), Same as RM35TF30 ¦ ,Generic emission standard, Same as RM35TF30 ¦ EN55022 / CISPR22,Radiated RF & electromagnetic field (IT equiment), Same as RM35TF30 ¦ EN55011 / CISPR11,Radiated RF & electromagnetic field (Medical equiment), Same as RM35TF30 ¦ Germanisher Lloyd,Radiated emission from enclosure port, Same as RM35TF30 ¦ EN55022 / CISPR22,Conducted RF emission on power line (IT equiment), Same as RM35TF30 ¦ EN55011 / CISPR11,Conducted RF emission on power line (Medical equiment), Same as RM35TF30 ¦ Germanisher Lloyd,Conducted emission,
RM35TF30SP01_24.0 | Same as RM35TF30 ¦ ,Phase cut, Same as RM35TF30 ¦ ,Phase sequence, Same as RM35TF30 ¦ ,Over / undervoltage (symmetry windows mode), Fixed 5.35% of selected Un Internal design spec: 5.35% +/- 1.5% ¦ ,Over voltage, Fixed 5.35% of selected Un Internal design spec: 5.35% +/- 1.5% ¦ ,Undervoltage , Same as RM35TF30 ¦ ,Phase asymmetry, Same as RM35TF30 ¦ ,Disconnection of neutral, Same as RM35TF30 ¦ ,Voltage Regeneration, Same as RM35TF30 ¦ ,Extreme undervoltage (Phase loss), Same as RM35TF30 ¦ ,Extreme Overvoltage, Same as RM35TF30 ¦ ,Extreme Asymmetry,
RM35TF30SP01_25.0 | Same as RM35TF30 ¦ ,Rated frequency, Same as RM35TF30 ¦ ,Frequency operating range,
RM35TF30SP01_26.0 | Same as RM35TF30 ¦ ,Input nominal voltage selection,
RM35TF30SP01_27.0 | Same as RM35TF30 ¦ ,Input terminal,
RM35TF30SP01_28.0 | Same as RM35TF30 ¦ ,Internal input resistance,
RM35TF30SP01_29.0 | Same as RM35TF30 ¦ IEC60529,Terminal Block, Same as RM35TF30 ¦ IEC60529,Housing, Same as RM35TF30 ¦ IEC60529,Front Panel,
RM35TF30SP01_298.0 | Same as RM35TF30
RM35TF30SP01_3.0 | Same as RM35TF30 ¦ ,Width,
RM35TF30SP01_30.0 | Same as RM35TF30 Same as RM35TF30 ¦ ,Power supply availability, Same as RM35TF30 ¦ ,Power supply not availability, Same as RM35TF30 ¦ ,Timing in-progress, Same as RM35TF30 ¦ ,Output is energized, Same as RM35TF30 ¦ ,Output is de-energized, Same as RM35TF30 ¦ ,Range Setting Changes, Same as RM35TF30 ¦ ,Phase Cut, Same as RM35TF30 ¦ ,Phase Sequence Swap, Same as RM35TF30 ¦ ,Undervoltage <U, Same as RM35TF30 ¦ ,Overvoltage >U, Same as RM35TF30 ¦ ,Phase Asymmetry, Same as RM35TF30 ¦ ,Voltage Regeneration, Same as RM35TF30 ¦ ,Extreme Undervoltage <U (Phase loss), Same as RM35TF30 ¦ ,Extreme Overvoltage >U, Same as RM35TF30 ¦ ,Extreme Phase Asymmetry,
RM35TF30SP01_31.0 | Same as RM35TF30
RM35TF30SP01_32.0 | Same as RM35TF30
RM35TF30SP01_33.0 | Same as RM35TF30 ¦ IEC60068-2-30,Damp heat,XX
RM35TF30SP01_34.0 | Same as RM35TF30 ¦ ,through Un power reset, Same as RM35TF30 ¦ ,through front panel reset, Same as RM35TF30 ¦ ,through input control reset,
RM35TF30SP01_35.0 | Same as RM35TF30 ¦ ,on crossing the threshold, Same as RM35TF30 Same as RM35TF30 Same as RM35TF30 Same as RM35TF30
RM35TF30SP01_36.0 | Same as RM35TF30 ¦ IEC60068-3-3
RM35TF30SP01_37.0 | Same as RM35TF30 ¦ IEC60068-2-27
RM35TF30SP01_38.0 | Same as RM35TF30 Same as RM35TF30
RM35TF30SP01_39.0 | Same as RM35TF30
RM35TF30SP01_4.0 | Same as RM35TF30 ¦ IEC60255-27,Supply / Input 1, Same as RM35TF30 ¦ IEC60255-27,Supply / Input 2, Same as RM35TF30 ¦ IEC60255-27,Supply / Input 3, Same as RM35TF30 ¦ IEC60255-27,Supply / Output 1, Same as RM35TF30 ¦ IEC60255-27,Supply / Output 2, Same as RM35TF30 ¦ IEC60255-27,Output 1 / Output 2, Same as RM35TF30 ¦ IEC60255-27,Input 1 / Output 1, Same as RM35TF30 ¦ IEC60255-27,Input 1 / Output 2, Same as RM35TF30 ¦ IEC60255-27,Input 2 / Output 1, Same as RM35TF30 ¦ IEC60255-27,Input 2 / Output 2, Same as RM35TF30 ¦ IEC60255-27,Input 3 / Output 1, Same as RM35TF30 ¦ IEC60255-27,Input 3 / Output 2, Same as RM35TF30 ¦ IEC60255-27,Input 1 / Input 2, Same as RM35TF30 ¦ IEC60255-27,Input 2 / Input 3, Same as RM35TF30 ¦ IEC60255-27,Input 1 / Input 3,
RM35TF30SP01_40.0 | Same as RM35TF30 ¦ IEC60664-1
RM35TF30SP01_41.0 | Same as RM35TF30 ¦ IEC60947-5-1
RM35TF30SP01_42.0 | Same as RM35TF30 ¦ IEC60947-1,Tightening torque,
RM35TF30SP01_43.0 | Same as RM35TF30 ¦ IEC60068-2-6
RM35TF30SP01_44.0 | Same as RM35TF30 ¦ ,Setting accuracy,
RM35TF30SP01_45.0 | Same as RM35TF30
RM35TF30SP01_46.0 | Same as RM35TF30 ¦ ,Repeat accuracy (constant parameters),
RM35TF30SP01_47.0 | Same as RM35TF30
RM35TF30SP01_48.0 | Same as RM35TF30 ¦ ,MTTF, Same as RM35TF30 ¦ ,B10,
RM35TF30SP01_49.0 | Same as RM35TF30 ¦ IEC60947-5-1,Relay Output by external fuse, Same as RM35TF30 ¦ IEC62314,Solid State Output by external fuse,
RM35TF30SP01_5.0 | Same as RM35TF30
RM35TF30SP01_50.0 | Same as RM35TF30 ¦ ,In relation to normal vertical mounting plane,
RM35TF30SP01_51.0 | Same as RM35TF30 ¦ IEC/EN 60715,Without socket, Same as RM35TF30 ¦ IEC/EN 60715,With socket,
RM35TF30SP01_53.0 | Same as RM35TF30
RM35TF30SP01_54.0 | Same as RM35TF30
RM35TF30SP01_55.0 | Same as RM35TF30 ¦ IEC60664-1
RM35TF30SP01_58.0 | Same as RM35TF30 ¦ ,Maximum measuring cycles,
RM35TF30SP01_59.0 | Same as RM35TF30 ¦ ,Maximum switching voltage, Same as RM35TF30 ¦ ,Maximum switching current, Same as RM35TF30 ¦ ,Maximum switching capacity,
RM35TF30SP01_6.0 | Same as RM35TF30 ¦ IEC60947-4-1,AC-1, Same as RM35TF30 ¦ IEC60947-4-1,DC-1, Same as RM35TF30 ¦ IEC60947-5-1,AC-15, Same as RM35TF30 ¦ IEC60947-5-1,DC-13,
RM35TF30SP01_60.0 | Same as RM35TF30 ¦ IEC60947-5-4,Minimum switching voltage, Same as RM35TF30 ¦ IEC60947-5-4,Minimum switching current, Same as RM35TF30 ¦ IEC60947-5-4,Minimum switching capacity,
RM35TF30SP01_61.0 | Same as RM35TF30 ¦ ,Horizontal, Same as RM35TF30 ¦ ,Vertical,
RM35TF30SP01_62.0 | Same as RM35TF30
RM35TF30SP01_63.0 | Same as RM35TF30 ¦ ,R1 (11-12-14), Same as RM35TF30 ¦ ,R2 (21-22-24),
RM35TF30SP01_64.0 | Same as RM35TF30
RM35TF30SP01_65.0 | Same as RM35TF30
RM35TF30SP01_66.0 | Same as RM35TF30 ¦ ,permissible input overload,
RM35TF30SP01_67.0 | Same as RM35TF30
RM35TF30SP01_68.0 | Same as RM35TF30 ¦ ,"OFF" delay, Same as RM35TF30 ¦ ,"ON" delay, Same as RM35TF30 ¦ ,Inhibition,
RM35TF30SP01_69.0 | Same as RM35TF30 ¦ ,Phase cut, Same as RM35TF30 ¦ ,Phase sequence, Same as RM35TF30 ¦ ,Over / undervoltage (symmetry windows mode), Same as RM35TF30 ¦ ,Over voltage, Same as RM35TF30 ¦ ,Undervoltage , Same as RM35TF30 ¦ ,Phase asymmetry, Same as RM35TF30 ¦ ,Disconnection of neutral, Same as RM35TF30 ¦ ,Voltage Regeneration, Same as RM35TF30 ¦ ,Extreme undervoltage (Phase loss), Same as RM35TF30 ¦ ,Extreme Overvoltage, Same as RM35TF30 ¦ ,Extreme Asymmetry,
RM35TF30SP01_7.0 | Same as RM35TF30 ¦ IEC60664-1,Supply, Same as RM35TF30 ¦ IEC60664-1,Input 1, Same as RM35TF30 ¦ IEC60664-1,Input 2, Same as RM35TF30 ¦ IEC60664-1,Input 3, Same as RM35TF30 ¦ IEC60664-1,Output 1, Same as RM35TF30 ¦ IEC60664-1,Output 2, Same as RM35TF30 ¦ IEC60664-1,Supply / Input 1,Galvanic Same as RM35TF30 ¦ IEC60664-1,Supply / Input 2,Isolated Same as RM35TF30 ¦ IEC60664-1,Supply / Input 3,Circuit Same as RM35TF30 ¦ IEC60664-1,Supply / Output 1, Same as RM35TF30 ¦ IEC60664-1,Supply / Output 2, Same as RM35TF30 ¦ IEC60664-1,Output 1 / Output 2, Same as RM35TF30 ¦ IEC60664-1,Input 1 / Output 1, Same as RM35TF30 ¦ IEC60664-1,Input 1 / Output 2, Same as RM35TF30 ¦ IEC60664-1,Input 2 / Output 1, Same as RM35TF30 ¦ IEC60664-1,Input 2 / Output 2, Same as RM35TF30 ¦ IEC60664-1,Input 3 / Output 1, Same as RM35TF30 ¦ IEC60664-1,Input 3 / Output 2, Same as RM35TF30 ¦ IEC60664-1,Input 1 / Input 2, Same as RM35TF30 ¦ IEC60664-1,Input 2 / Input 3, Same as RM35TF30 ¦ IEC60664-1,Input 1 / Input 3,
RM35TF30SP01_70.0 | Same as RM35TF30 Same as RM35TF30
RM35TF30SP01_71.0 | Same as RM35TF30 ¦ ,Measurement error with supply voltage variation, Same as RM35TF30 ¦ ,Measurement error with temperature variation,
RM35TF30SP01_77.0 | Same as RM35TF30 ¦ IEC61810-1,Rated switching current,
RM35TF30SP01_78.0 | Same as RM35TF30 ¦ IEC61810-1,Rated switching voltage,
RM35TF30SP01_8.0 | Same as RM35TF30 ¦ IEC60664-1,Supply, Same as RM35TF30 ¦ IEC60664-1,Input 1, Same as RM35TF30 ¦ IEC60664-1,Input 2, Same as RM35TF30 ¦ IEC60664-1,Input 3, Same as RM35TF30 ¦ IEC60664-1,Output 1, Same as RM35TF30 ¦ IEC60664-1,Output 2, Same as RM35TF30 ¦ IEC60664-1,Supply / Input 1,Galvanic Same as RM35TF30 ¦ IEC60664-1,Supply / Input 2,Isolated Same as RM35TF30 ¦ IEC60664-1,Supply / Input 3,Circuit Same as RM35TF30 ¦ IEC60664-1,Supply / Output 1, Same as RM35TF30 ¦ IEC60664-1,Supply / Output 2, Same as RM35TF30 ¦ IEC60664-1,Output 1 / Output 2, Same as RM35TF30 ¦ IEC60664-1,Input 1 / Output 1, Same as RM35TF30 ¦ IEC60664-1,Input 1 / Output 2, Same as RM35TF30 ¦ IEC60664-1,Input 2 / Output 1, Same as RM35TF30 ¦ IEC60664-1,Input 2 / Output 2, Same as RM35TF30 ¦ IEC60664-1,Input 3 / Output 1, Same as RM35TF30 ¦ IEC60664-1,Input 3 / Output 2, Same as RM35TF30 ¦ IEC60664-1,Input 1 / Input 2, Same as RM35TF30 ¦ IEC60664-1,Input 2 / Input 3, Same as RM35TF30 ¦ IEC60664-1,Input 1 / Input 3,
RM35TF30SP01_81.0 | Same as RM35TF30 ¦ ,Phase lost , Same as RM35TF30 ¦ ,Phase sequence, Same as RM35TF30 ¦ ,Over / undervoltage (symmetry windows mode), Same as RM35TF30 ¦ ,Over voltage, Same as RM35TF30 ¦ ,Undervoltage , Same as RM35TF30 ¦ ,Phase asymmetry, Same as RM35TF30 ¦ ,Disconnection of neutral, Same as RM35TF30 ¦ ,Voltage Regeneration, Same as RM35TF30 ¦ ,Extreme undervoltage, Same as RM35TF30 ¦ ,Extreme overvoltage, Same as RM35TF30 ¦ ,Extreme asymmetry,
RM35TF30SP01_9.0 | Same as RM35TF30 ¦ IEC61810-1
RM35TF30SP01_92.0 | Same as RM35TF30 ¦ IEC62314,Only for solid state output,
RM35TF30SP01_93.0 | Same as RM35TF30 ¦ IEC62314,Only for solid state output,
RM35TF30SP01_94.0 | Same as RM35TF30 ¦ ,Measurement method,
RM35TF30SP01_95.0 | Same as RM35TF30 ¦ ,Phase lost , Same as RM35TF30 ¦ ,Phase sequence, Same as RM35TF30 ¦ ,Over / undervoltage (symmetry windows mode), Same as RM35TF30 ¦ ,Over voltage, Same as RM35TF30 ¦ ,Undervoltage , Same as RM35TF30 ¦ ,Phase asymmetry, Same as RM35TF30 ¦ ,Disconnection of neutral, Same as RM35TF30 ¦ ,Voltage Regeneration, Same as RM35TF30 ¦ ,Extreme undervoltage, Same as RM35TF30 ¦ ,Extreme Overvoltage, Same as RM35TF30 ¦ ,Extreme Asymmetry,
RM35TF30SP01_96.0 | Same as RM35TF30 ¦ ,"OFF" delay, Same as RM35TF30 ¦ ,"ON" delay, Same as RM35TF30 ¦ ,Inhibition,
RM35TF30_1.0 | 72 ¦ ,Depth,
RM35TF30_10.0 | =< 650 Internal Design spec: >300ms and =< 650ms when product is fully discharged at min rated voltage
RM35TF30_11.0 | ~ 3 x 220…3 x 480 ~ 3 x 194…3 x 528
RM35TF30_12.0 | -20oC..+50oC @50Hz -20oC..+50oC @60Hz ¦ ,Operation,
RM35TF30_13.0 | -40oC..+70oC ¦ ,Storage,
RM35TF30_14.0 | 10gn - 16ms ; 1000 X 6 axis (Non-Operating) ¦ IEC60068-2-29
RM35TF30_15.0 | 6mm (Screw Terminal) ¦ ,Cable stripping length,
RM35TF30_16.0 | L1, L2, L3 ¦ ,Supply,Terminal - ¦ ,Input 1, - ¦ ,Input 2, - ¦ ,Input 3, 11,12,14 ¦ ,Output 1, 21,22,24 ¦ ,Output 2,
RM35TF30_17.0 | 1 conductor: 0.5…3.3 (AWG 20…AWG 12) 2 conductors: 0.5…2.5 (AWG 20…AWG 14) ¦ IEC60947-1,Solid cable without cable end (screw terminal), 1 conductor: 0.5…2.5 (AWG 20…AWG 14) 2 conductors: 0.5…1.5 (AWG 20…AWG 16) ¦ IEC60947-1,Flexible cable with cable end (screw terminal), - ¦ IEC60947-1,Solid cable (spring terminal), - ¦ IEC60947-1,Flexible cable (spring terminal),
RM35TF30_18.0 | Cadmium free
RM35TF30_19.0 | -
RM35TF30_2.0 | 90 ¦ ,Height,
RM35TF30_20.0 | - ¦ IEC60255-27,Supply / Input 1, - ¦ IEC60255-27,Supply / Input 2, - ¦ IEC60255-27,Supply / Input 3, 2.0kV, 50/60Hz for 1 min ¦ IEC60255-27,Supply / Output 1, 2.0kV, 50/60Hz for 1 min ¦ IEC60255-27,Supply / Output 2, 2.0kV, 50/60Hz for 1 min ¦ IEC60255-27,Output 1 / Output 2, - ¦ IEC60255-27,Input 1 / Output 1, - ¦ IEC60255-27,Input 1 / Output 2, - ¦ IEC60255-27,Input 2 / Output 1, - ¦ IEC60255-27,Input 2 / Output 2, - ¦ IEC60255-27,Input 3 / Output 1, - ¦ IEC60255-27,Input 3 / Output 2, - ¦ IEC60255-27,Input 1 / Input 2, - ¦ IEC60255-27,Input 2 / Input 3, - ¦ IEC60255-27,Input 1 / Input 3,
RM35TF30_21.0 | EN/IEC 60255-1/60255-26/60255-27; EN/IEC 61000-6-1 to 61000-6-4; UL 508; CSA C22.2 No. 14, GB/T14048.5 2014/35/EU 2014/30/EU 2011/65/EU
RM35TF30_22.0 | 1
RM35TF30_23.0 | IEC61000-6-1, IEC 61000-6-2 ¦ ,Generic immunity standard, Level III (Contact : 6kV / Air : 8kV) ¦ IEC61000-4-2,Electrostatic discharge, Level I (10V/m: 2.0GHz to 2.7GHz) Level II (10V/m: 1.4 GHz to 2.0GHz) Level III (10V/m : 80MHz to 1GHz) ¦ IEC61000-4-3,Radiated RF & electromagnetic field, Level III (Supply: 2kV, 5kHz/100kHz) (I/O: 1kV, 5kHz/100kHz) ¦ IEC61000-4-4,Fast transient / burst, Level III (Supply:CM: 2kV, DM: 1KV) (I/O:CM: 0.5kV, DM: 0.5KV) ¦ IEC61000-4-5,Surge, Level III (10Vrms : 0.15MHz to 80MHz) ¦ IEC61000-4-6,Conducted RF disturbance, Level IV (30A/m : continous) (300A/m : 3s) ¦ IEC61000-4-8,Power frequency magnetic field, Class II 0%, 1/2 cycle 0%, 1 cycle 70% 25 cycles (50Hz) 70%, 30 cycles (60Hz) 0%, 250 cycles (50Hz) 0%, 300 cycles (60Hz) ¦ IEC61000-4-11,Voltage dips, short interruption & variations on power line, Level III (Supply:CM: 2.5kV, DM: 1KV) (I/O:CM: 2.5kV, DM: 1KV) ¦ IEC61000-4-18,1 MHz oscillation wave, - ¦ IEC61000-4-29,DC voltage interruption, - ¦ IEC61000-4-13,Low frequency harmonics, DC Supply : 50 Hz to 10 kHz, 3Vrms (Max 2W) - Not applicable AC Supply : 1st…200th harmonics, Max 2W ¦ Germanisher Lloyd,Conducted low frequency interference (harmonics), IEC61000-6-3, IEC 61000-6-4 ¦ ,Generic emission standard, Class B ¦ EN55022 / CISPR22,Radiated RF & electromagnetic field (IT equiment), Class B, Group 1 ¦ EN55011 / CISPR11,Radiated RF & electromagnetic field (Medical equiment), EMC 2 ¦ Germanisher Lloyd,Radiated emission from enclosure port, Class B ¦ EN55022 / CISPR22,Conducted RF emission on power line (IT equiment), Class B, Group 1 ¦ EN55011 / CISPR11,Conducted RF emission on power line (Medical equiment), EMC 2 ¦ Germanisher Lloyd,Conducted emission,
RM35TF30_24.0 | All phase cut recover ¦ ,Phase cut, Total phase swap recover Internal design spec: L23 lags L13 < 180o ¦ ,Phase sequence, - ¦ ,Over / undervoltage (symmetry windows mode), Fixed 2% of selected Un Internal design spec: 2% +/- 1.5% ¦ ,Over voltage, Fixed 2% of selected Un Internal design spec: 2% +/- 1.5% ¦ ,Undervoltage , Fixed 2% of selected Un Internal design spec: 2% +/- 1.5% ¦ ,Phase asymmetry, - ¦ ,Disconnection of neutral, - ¦ ,Voltage Regeneration, All phases > 205V Internal design spec: All phases >190V +/- 5% ¦ ,Extreme undervoltage (Phase loss), Internal design spec: All phases <533V +/- 5% ¦ ,Extreme Overvoltage, - ¦ ,Extreme Asymmetry,
RM35TF30_25.0 | 50 / 60 ¦ ,Rated frequency, 45…66 ¦ ,Frequency operating range,
RM35TF30_26.0 | 220, 380, 400, 415, 440, 480 ¦ ,Input nominal voltage selection,
RM35TF30_27.0 | L1-L2-L3 ¦ ,Input terminal,
RM35TF30_28.0 | - ¦ ,Internal input resistance,
RM35TF30_29.0 | IP20 ¦ IEC60529,Terminal Block, IP30 ¦ IEC60529,Housing, - ¦ IEC60529,Front Panel,
RM35TF30_298.0 | 120
RM35TF30_3.0 | 35 ¦ ,Width,
RM35TF30_30.0 | Un (Green) R (Amber) Def (Amber) Un - ON ¦ ,Power supply availability, Un - OFF ¦ ,Power supply not availability, R - Slow Blink (50% ON; 50% OFF) @ 1Hz ¦ ,Timing in-progress, R - ON ¦ ,Output is energized, R - OFF ¦ ,Output is de-energized, All LEDs - Fast Blink (5% ON; 95% OFF) @ 1Hz ¦ ,Range Setting Changes, Def - Permanent OFF ¦ ,Phase Cut, Def - Permanent OFF ¦ ,Phase Sequence Swap, Def - Slow Blink (50% ON; 50% OFF) @ 1Hz ¦ ,Undervoltage <U, Def - Slow Blink (50% ON; 50% OFF) @ 1Hz ¦ ,Overvoltage >U, Def - Permanent ON ¦ ,Phase Asymmetry, - ¦ ,Voltage Regeneration, Def - Permanent OFF ¦ ,Extreme Undervoltage <U (Phase loss), Def - Permanent OFF ¦ ,Extreme Overvoltage >U, Def - Permanent OFF ¦ ,Extreme Phase Asymmetry,
RM35TF30_31.0 | UL, CSA, DNVGL, RCM, EAC, CCC, CE, China ROHS
RM35TF30_32.0 | UL, CSA, DNVGL, RCM, EAC, CCC, CE, China ROHS
RM35TF30_33.0 | 6 cycles 24h ; +25°C +55°C ; RH: 93%..97% ¦ IEC60068-2-30,Damp heat,XX
RM35TF30_34.0 | =< 1500 at maximum rated supply voltage ¦ ,through Un power reset, - ¦ ,through front panel reset, - ¦ ,through input control reset,
RM35TF30_35.0 | =< 200 ¦ ,on crossing the threshold, - - - -
RM35TF30_36.0 | Horizontal (x,z): ±3.5mm from 1Hz…9Hz 1g from 9Hz..35Hz Vertical (y): ±1.5mm from 1Hz…9Hz 0.5g from 9Hz..35Hz ¦ IEC60068-3-3
RM35TF30_37.0 | 15gn - 11ms ; 3 X 6 axis (Non-Operating) 5gn - 11ms ; 3 X 6 axis (Operating) ¦ IEC60068-2-27
RM35TF30_38.0 | 50 / 60 45…66
RM35TF30_39.0 | L1-L3
RM35TF30_4.0 | - ¦ IEC60255-27,Supply / Input 1, - ¦ IEC60255-27,Supply / Input 2, - ¦ IEC60255-27,Supply / Input 3, >100 MOhm at 500 V DC ¦ IEC60255-27,Supply / Output 1, >100 MOhm at 500 V DC ¦ IEC60255-27,Supply / Output 2, >100 MOhm at 500 V DC ¦ IEC60255-27,Output 1 / Output 2, - ¦ IEC60255-27,Input 1 / Output 1, - ¦ IEC60255-27,Input 1 / Output 2, - ¦ IEC60255-27,Input 2 / Output 1, - ¦ IEC60255-27,Input 2 / Output 2, - ¦ IEC60255-27,Input 3 / Output 1, - ¦ IEC60255-27,Input 3 / Output 2, - ¦ IEC60255-27,Input 1 / Input 2, - ¦ IEC60255-27,Input 2 / Input 3, - ¦ IEC60255-27,Input 1 / Input 3,
RM35TF30_40.0 | 3 ¦ IEC60664-1
RM35TF30_41.0 | 5A ¦ IEC60947-5-1
RM35TF30_42.0 | 0.6…1 Nm ¦ IEC60947-1,Tightening torque,
RM35TF30_43.0 | 0.075 mm (f = 10...58.1 Hz), 1 gn (f = 58.1...150Hz) (Non-Operating) 0.035 mm (f = 10...60.1 Hz), 0.5 gn (f = 60.1...150Hz) (Operating) ¦ IEC60068-2-6
RM35TF30_44.0 | +/- 10% of selected Un Internal Design spec: 9% of selected Un (5% Base accuracy, 2% Marking, 2% Equipment uncertainty) ¦ ,Setting accuracy,
RM35TF30_45.0 | +/- 10% of full scales value Internal Design Spec: +/- 10% of full scales value (potentiometer turns left to right and oppossite)
RM35TF30_46.0 | +/- 0.5% ¦ ,Repeat accuracy (constant parameters),
RM35TF30_47.0 | +/- 3%
RM35TF30_48.0 | 3,500,000 hours ¦ ,MTTF, 360,000 hours ¦ ,B10,
RM35TF30_49.0 | 5A ¦ IEC60947-5-1,Relay Output by external fuse, - ¦ IEC62314,Solid State Output by external fuse,
RM35TF30_5.0 | =<20 @ Output Energized Internal Design Spec: =<40 @ Output Energized
RM35TF30_50.0 | Any position ¦ ,In relation to normal vertical mounting plane,
RM35TF30_51.0 | On 35 mm DIN rail ¦ IEC/EN 60715,Without socket, - ¦ IEC/EN 60715,With socket,
RM35TF30_53.0 | 11-12-14, 21-22-24
RM35TF30_54.0 | 2 x C/O relay contacts
RM35TF30_55.0 | 3 ¦ IEC60664-1
RM35TF30_58.0 | 140ms / measurement as true rms value ¦ ,Maximum measuring cycles,
RM35TF30_59.0 | 250V ¦ ,Maximum switching voltage, 5A ¦ ,Maximum switching current, - ¦ ,Maximum switching capacity,
RM35TF30_6.0 | NO: 250VAC/5A, 100k cycles ¦ IEC60947-4-1,AC-1, NO: 24VDC/5A, 100k cycles ¦ IEC60947-4-1,DC-1, NO: 250VAC/0.15A, 100k cycles ¦ IEC60947-5-1,AC-15, NO: 24VDC/1A, 100k cycles ¦ IEC60947-5-1,DC-13,
RM35TF30_60.0 | - ¦ IEC60947-5-4,Minimum switching voltage, - ¦ IEC60947-5-4,Minimum switching current, NO: 12V/10mA, MCTF > 80,000,000 ¦ IEC60947-5-4,Minimum switching capacity,
RM35TF30_61.0 | 1x product height ¦ ,Horizontal, 1x product width ¦ ,Vertical,
RM35TF30_62.0 | 1
RM35TF30_63.0 | Energized on fault-free ¦ ,R1 (11-12-14), Energized on fault-free ¦ ,R2 (21-22-24),
RM35TF30_64.0 | -
RM35TF30_65.0 | -
RM35TF30_66.0 | - ¦ ,permissible input overload,
RM35TF30_67.0 | 28VA @ 480VAC, 60Hz 18VA @ 400VAC, 50Hz
RM35TF30_68.0 | Yes ¦ ,"OFF" delay, - ¦ ,"ON" delay, - ¦ ,Inhibition,
RM35TF30_69.0 | 1 or more phase cut ¦ ,Phase cut, Total swap of phase Internal design spec: L23 lags L13 >= 180o ¦ ,Phase sequence, - ¦ ,Over / undervoltage (symmetry windows mode), Adjustable 2%...20% of selected Un ¦ ,Over voltage, Adjustable 2%...20% of selected Un ¦ ,Undervoltage , Adjustable 5%...15% of selected Un ¦ ,Phase asymmetry, - ¦ ,Disconnection of neutral, - ¦ ,Voltage Regeneration, 1 or more phase < 150V Internal design spec: 1 or more phase <188V +/- 5% ¦ ,Extreme undervoltage (Phase loss), Internal design spec: 543V +/- 5% ¦ ,Extreme Overvoltage, Internal design spec: 48% +/- 6% ¦ ,Extreme Asymmetry,
RM35TF30_7.0 | 4kV, OVC3 ¦ IEC60664-1,Supply, - ¦ IEC60664-1,Input 1, - ¦ IEC60664-1,Input 2, - ¦ IEC60664-1,Input 3, - ¦ IEC60664-1,Output 1, - ¦ IEC60664-1,Output 2, - ¦ IEC60664-1,Supply / Input 1,Galvanic - ¦ IEC60664-1,Supply / Input 2,Isolated - ¦ IEC60664-1,Supply / Input 3,Circuit 4kV, OVC3 ¦ IEC60664-1,Supply / Output 1, 4kV, OVC3 ¦ IEC60664-1,Supply / Output 2, 4kV, OVC3 ¦ IEC60664-1,Output 1 / Output 2, - ¦ IEC60664-1,Input 1 / Output 1, - ¦ IEC60664-1,Input 1 / Output 2, - ¦ IEC60664-1,Input 2 / Output 1, - ¦ IEC60664-1,Input 2 / Output 2, - ¦ IEC60664-1,Input 3 / Output 1, - ¦ IEC60664-1,Input 3 / Output 2, - ¦ IEC60664-1,Input 1 / Input 2, - ¦ IEC60664-1,Input 2 / Input 3, - ¦ IEC60664-1,Input 1 / Input 3,
RM35TF30_70.0 | - -
RM35TF30_71.0 | < 1% of selected Un ¦ ,Measurement error with supply voltage variation, < 0.05% / oC ¦ ,Measurement error with temperature variation,
RM35TF30_77.0 | 5A ¦ IEC61810-1,Rated switching current,
RM35TF30_78.0 | 250V ¦ IEC61810-1,Rated switching voltage,
RM35TF30_8.0 | 500V ¦ IEC60664-1,Supply, - ¦ IEC60664-1,Input 1, - ¦ IEC60664-1,Input 2, - ¦ IEC60664-1,Input 3, 250V ¦ IEC60664-1,Output 1, 250V ¦ IEC60664-1,Output 2, - ¦ IEC60664-1,Supply / Input 1,Galvanic - ¦ IEC60664-1,Supply / Input 2,Isolated - ¦ IEC60664-1,Supply / Input 3,Circuit 500V ¦ IEC60664-1,Supply / Output 1, 500V ¦ IEC60664-1,Supply / Output 2, 250V ¦ IEC60664-1,Output 1 / Output 2, - ¦ IEC60664-1,Input 1 / Output 1, - ¦ IEC60664-1,Input 1 / Output 2, - ¦ IEC60664-1,Input 2 / Output 1, - ¦ IEC60664-1,Input 2 / Output 2, - ¦ IEC60664-1,Input 3 / Output 1, - ¦ IEC60664-1,Input 3 / Output 2, - ¦ IEC60664-1,Input 1 / Input 2, - ¦ IEC60664-1,Input 2 / Input 3, - ¦ IEC60664-1,Input 1 / Input 3,
RM35TF30_81.0 | governed by response time only, status reflects to both R1 & R2 ¦ ,Phase lost , governed by response time only, status reflects to both R1 & R2 ¦ ,Phase sequence, - ¦ ,Over / undervoltage (symmetry windows mode), governed by time delay, status reflects to both R1 & R2 ¦ ,Over voltage, governed by time delay, status reflects to both R1 & R2 ¦ ,Undervoltage , governed by time delay, status reflects to both R1 & R2 ¦ ,Phase asymmetry, - ¦ ,Disconnection of neutral, - ¦ ,Voltage Regeneration, governed by response time only, status reflects to both R1 & R2 ¦ ,Extreme undervoltage, governed by response time only, status reflects to both R1 & R2 ¦ ,Extreme overvoltage, governed by response time only, status reflects to both R1 & R2 ¦ ,Extreme asymmetry,
RM35TF30_9.0 | 30 x 106 cycles ¦ IEC61810-1
RM35TF30_92.0 | - ¦ IEC62314,Only for solid state output,
RM35TF30_93.0 | - ¦ IEC62314,Only for solid state output,
RM35TF30_94.0 | True RMS ¦ ,Measurement method,
RM35TF30_95.0 | - ¦ ,Phase lost , - ¦ ,Phase sequence, - ¦ ,Over / undervoltage (symmetry windows mode), +2…+20 % in the ranges 3 x ~ 220…440 +2…+10 % in the range 3 x ~ 480 ¦ ,Over voltage, -12…-2 % in the range 3 x ~ 220 -20…-2 % in the ranges 3 x ~ 380…480 ¦ ,Undervoltage , +5…+15 % in the ranges 3 x ~ 220…480 ¦ ,Phase asymmetry, - ¦ ,Disconnection of neutral, - ¦ ,Voltage Regeneration, - ¦ ,Extreme undervoltage, - ¦ ,Extreme Overvoltage, - ¦ ,Extreme Asymmetry,
RM35TF30_96.0 | Adjustable 0.1…10 ¦ ,"OFF" delay, - ¦ ,"ON" delay, - ¦ ,Inhibition,
RM35TM250MW | 3K9 (refer absolute Humidity 36g/m3 as worst case product Mission Profile RH evaluation) ¦ IEC60721-3-3,Climatic category, Class C ¦ Germanisher Lloyd,Environmental category, 6 cycles 24h ; +25°C +55°C ; RH: 93%..97% ¦ IEC60947-5-1,Cyclic Damp Heat Test, 24…240 AC/DC ¦ ,Supply,Rated PTC probe ¦ ,Input 1,Voltage Push Button Switch ¦ ,Input 2,Spec 208..480 AC/DC ¦ ,Input 3, 250V ¦ ,Output 1, 250V ¦ ,Output 2, 1) When Set to "No Memory" 1a) When motor temperature is normal, - pressing the "Test/Reset" button simulates overheating, R1 is de-energized - R1 will remain energized as long as "Test/Reset" button remains pressed 1b) When motor temperature is abnormal, - pressing the "Test/Reset" button will not change any product status 2) When Set to "Memory" 2a) When motor temperature is normal, - pressing the "Test/Reset" button simulates overheating, R1 is de-energized - R1 will remain energized as long as "Test/Reset" button remains pressed 2b) When motor temperature is abnormal, - pressing the "Test/Reset" button will not change any product status 2c) When motor temperature is abnormal at first and recover to normal - pressing the "Test/Reset" button will reset the fault, R1 is energized 1) Same function as per Test / Reset button 2) Short Y1 to T1 is the same meaning as pressing "Test/Reset" button 3) Open Y1 to T1 is the same meaning as releasing "Test/Reset" button - 1) When input monitored @ normal condition, output is always energized 2) When input monitored @ fault condition, output is always de-energized Cannot declare MTTF = MTTFd (Note: customer confuses as safety product) ¦ ,MTTFd, Cannot declare B10 = B10d (Note: customer confuses as safety product) ¦ ,B10d,
RM35TM250MWMaximum resistance of temperature sensor at 20°C | 1500Ω ¦ ,Maximum resistance of temperature sensor at 20°C,
RM35TM250MWMaximum voltage of temperature control circuit | 3.6V when T1-T2 is open ¦ ,Maximum voltage of temperature control circuit,
RM35TM250MWTemperature sensing circuit short-circuit current | 7mA when T1-T2 is short-circuited ¦ ,Temperature sensing circuit short-circuit current,
RM35TM250MW_1.0 | 72 ¦ ,Depth,
RM35TM250MW_10.0 | 500
RM35TM250MW_11.0 | ~/-- 24…240 ~/-- 20.4…264
RM35TM250MW_12.0 | -20oC..+60oC @50Hz -20oC..+50oC @60Hz ¦ ,Operation,
RM35TM250MW_13.0 | -40oC..+70oC ¦ ,Storage,
RM35TM250MW_14.0 | 10gn - 16ms ; 1000 X 6 axis (Non-Operating) ¦ IEC60068-2-29
RM35TM250MW_15.0 | 6mm (Screw Terminal) ¦ ,Cable stripping length,
RM35TM250MW_16.0 | A1, A2 ¦ ,Supply,Terminal T1, T2 ¦ ,Input 1, Y1 ¦ ,Input 2, L1, L2, L3 ¦ ,Input 3, 11,12,14 ¦ ,Output 1, 21,22,24 ¦ ,Output 2,
RM35TM250MW_17.0 | 1 conductor: 0.5…3.3 (AWG 20…AWG 12) 2 conductors: 0.5…2.5 (AWG 20…AWG 14) ¦ IEC60947-1,Solid cable without cable end (screw terminal), 1 conductor: 0.5…2.5 (AWG 20…AWG 14) 2 conductors: 0.5…1.5 (AWG 20…AWG 16) ¦ IEC60947-1,Flexible cable with cable end (screw terminal), - ¦ IEC60947-1,Solid cable (spring terminal), - ¦ IEC60947-1,Flexible cable (spring terminal),
RM35TM250MW_18.0 | Cadmium free
RM35TM250MW_19.0 | -
RM35TM250MW_2.0 | 90 ¦ ,Height,
RM35TM250MW_20.0 | 2.0kV, 50/60Hz for 1 min ¦ IEC60255-27,Supply / Input 1, 2.0kV, 50/60Hz for 1 min ¦ IEC60255-27,Supply / Input 2, 2.0kV, 50/60Hz for 1 min ¦ IEC60255-27,Supply / Input 3, 2.0kV, 50/60Hz for 1 min ¦ IEC60255-27,Supply / Output 1, 2.0kV, 50/60Hz for 1 min ¦ IEC60255-27,Supply / Output 2, 2.0kV, 50/60Hz for 1 min ¦ IEC60255-27,Output 1 / Output 2, 2.0kV, 50/60Hz for 1 min ¦ IEC60255-27,Input 1 / Output 1, 2.0kV, 50/60Hz for 1 min ¦ IEC60255-27,Input 1 / Output 2, 2.0kV, 50/60Hz for 1 min ¦ IEC60255-27,Input 2 / Output 1, 2.0kV, 50/60Hz for 1 min ¦ IEC60255-27,Input 2 / Output 2, 2.0kV, 50/60Hz for 1 min ¦ IEC60255-27,Input 3 / Output 1, 2.0kV, 50/60Hz for 1 min ¦ IEC60255-27,Input 3 / Output 2, - ¦ IEC60255-27,Input 1 / Input 2, - ¦ IEC60255-27,Input 2 / Input 3, - ¦ IEC60255-27,Input 1 / Input 3,
RM35TM250MW_21.0 | EN/IEC 60255-1/60255-26/60255-27; EN/IEC 61000-6-1 to 61000-6-4; UL 508; CSA C22.2 No. 14, GB/T14048.5 2014/35/EU 2014/30/EU 2011/65/EU
RM35TM250MW_22.0 | 1
RM35TM250MW_23.0 | IEC61000-6-1, IEC 61000-6-2 ¦ ,Generic immunity standard, Level III (Contact : 6kV / Air : 8kV) ¦ IEC61000-4-2,Electrostatic discharge, Level I (10V/m: 2.0GHz to 2.7GHz) Level II (10V/m: 1.4 GHz to 2.0GHz) Level III (10V/m : 80MHz to 1GHz) ¦ IEC61000-4-3,Radiated RF & electromagnetic field, Level III (Supply: 2kV, 5kHz/100kHz) (I/O: 1kV, 5kHz/100kHz) ¦ IEC61000-4-4,Fast transient / burst, Level III (Supply:CM: 2kV, DM: 1KV) (I/O:CM: 0.5kV, DM: 0.5KV) ¦ IEC61000-4-5,Surge, Level III (10Vrms : 0.15MHz to 80MHz) ¦ IEC61000-4-6,Conducted RF disturbance, Level IV (30A/m : continous) (300A/m : 3s) ¦ IEC61000-4-8,Power frequency magnetic field, Class II 0%, 1/2 cycle 0%, 1 cycle 70% 25 cycles (50Hz) 70%, 30 cycles (60Hz) 0%, 250 cycles (50Hz) 0%, 300 cycles (60Hz) ¦ IEC61000-4-11,Voltage dips, short interruption & variations on power line, Level III (Supply:CM: 2.5kV, DM: 1KV) (I/O:CM: 2.5kV, DM: 1KV) ¦ IEC61000-4-18,1 MHz oscillation wave, - ¦ IEC61000-4-29,DC voltage interruption, - ¦ IEC61000-4-13,Low frequency harmonics, DC Supply : 50 Hz to 10 kHz, 3Vrms (Max 2W) - Not applicable AC Supply : 1st…200th harmonics, Max 2W ¦ Germanisher Lloyd,Conducted low frequency interference (harmonics), IEC61000-6-3, IEC 61000-6-4 ¦ ,Generic emission standard, Class B ¦ EN55022 / CISPR22,Radiated RF & electromagnetic field (IT equiment), Class B, Group 1 ¦ EN55011 / CISPR11,Radiated RF & electromagnetic field (Medical equiment), EMC 2 ¦ Germanisher Lloyd,Radiated emission from enclosure port, Class B ¦ EN55022 / CISPR22,Conducted RF emission on power line (IT equiment), Class B, Group 1 ¦ EN55011 / CISPR11,Conducted RF emission on power line (Medical equiment), EMC 2 ¦ Germanisher Lloyd,Conducted emission,
RM35TM250MW_24.0 | 1650 ± 10 % Internal design spec: TBD ¦ ,Motor temperature through PTC sensor, Internal design spec: TBD ¦ ,Short circuit of PTC sensor, All phase cut recover ¦ ,Phase lost , Total phase swap recover Internal design spec: L23 lags L13 < 180o ¦ ,Phase sequence, Internal design spec: TBD ¦ ,Voltage Regeneration, Internal design spec: TBD ¦ ,Extreme undervoltage (Phase loss),
RM35TM250MW_25.0 | Resistive Voltage Step Down ¦ ,Measurement mode,3 Phase
RM35TM250MW_27.0 | T1-T2 ¦ ,Input terminal,Motor temperature
RM35TM250MW_29.0 | IP20 ¦ IEC60529,Terminal Block, IP30 ¦ IEC60529,Housing, IP50 (With Transparent Cover) ¦ IEC60529,Front Panel,
RM35TM250MW_298.0 | 95
RM35TM250MW_3.0 | 35 ¦ ,Width,
RM35TM250MW_30.0 | Un (Green) R1 (Amber) R2 (Amber) Un - ON ¦ ,Power supply availability, Un - OFF ¦ ,Power supply not availability, - ¦ ,Timing in-progress, Rx - ON ¦ ,Output is energized, Rx - OFF ¦ ,Output is de-energized, All LEDs - Fast Blink (5% ON; 95% OFF) @ 1Hz ¦ ,Range Setting Changes,
RM35TM250MW_31.0 | UL, CSA, DNVGL, RCM, EAC, CCC, CE, China ROHS
RM35TM250MW_32.0 | UL, CSA, DNVGL, RCM, EAC, CCC, CE, China ROHS
RM35TM250MW_33.0 | 6 cycles 24h ; +25°C +55°C ; RH: 93%..97% ¦ IEC60068-2-30,Damp heat,
RM35TM250MW_34.0 | 10 000 ¦ ,through Un power reset, >= 50 (press to release) ¦ ,through front panel reset, >= 50 (Y1 short to T1) ¦ ,through input control reset,
RM35TM250MW_35.0 | 300 ¦ ,on crossing the threshold (Motor Temperature), 300 ¦ ,on crossing the hysteresis (all 3 Phase functions),
RM35TM250MW_36.0 | Horizontal (x,z): ±3.5mm from 1Hz…9Hz 1g from 9Hz..35Hz Vertical (y): ±1.5mm from 1Hz…9Hz 0.5g from 9Hz..35Hz ¦ IEC60068-3-3
RM35TM250MW_37.0 | 15gn - 11ms ; 3 X 6 axis (Non-Operating) 5gn - 11ms ; 3 X 6 axis (Operating) ¦ IEC60068-2-27
RM35TM250MW_38.0 | 50 / 60 45…66
RM35TM250MW_39.0 | A1-A2
RM35TM250MW_4.0 | >100 MOhm at 500 V DC ¦ IEC60255-27,Supply / Input 1, >100 MOhm at 500 V DC ¦ IEC60255-27,Supply / Input 2, >100 MOhm at 500 V DC ¦ IEC60255-27,Supply / Input 3, >100 MOhm at 500 V DC ¦ IEC60255-27,Supply / Output 1, >100 MOhm at 500 V DC ¦ IEC60255-27,Supply / Output 2, >100 MOhm at 500 V DC ¦ IEC60255-27,Output 1 / Output 2, >100 MOhm at 500 V DC ¦ IEC60255-27,Input 1 / Output 1, >100 MOhm at 500 V DC ¦ IEC60255-27,Input 1 / Output 2, >100 MOhm at 500 V DC ¦ IEC60255-27,Input 2 / Output 1, >100 MOhm at 500 V DC ¦ IEC60255-27,Input 2 / Output 2, >100 MOhm at 500 V DC ¦ IEC60255-27,Input 3 / Output 1, >100 MOhm at 500 V DC ¦ IEC60255-27,Input 3 / Output 2, - ¦ IEC60255-27,Input 1 / Input 2, - ¦ IEC60255-27,Input 2 / Input 3, - ¦ IEC60255-27,Input 1 / Input 3,
RM35TM250MW_40.0 | 3 ¦ IEC60664-1
RM35TM250MW_41.0 | 8A ¦ IEC60947-5-1
RM35TM250MW_42.0 | 0.6…1 Nm ¦ IEC60947-1,Tightening torque,
RM35TM250MW_43.0 | 0.075 mm (f = 10...58.1 Hz), 1 gn (f = 58.1...150Hz) (Non-Operating) 0.035 mm (f = 10...60.1 Hz), 0.5 gn (f = 60.1...150Hz) (Operating) ¦ IEC60068-2-6
RM35TM250MW_44.0 | 602/line ¦ ,Internal input resistance,
RM35TM250MW_45.0 | -
RM35TM250MW_46.0 | L1-L2-L3 ¦ ,Input terminal,
RM35TM250MW_47.0 | -
RM35TM250MW_48.0 | TBD ¦ ,MTTF, TBD ¦ ,B10,
RM35TM250MW_49.0 | 8A ¦ IEC60947-5-1,Relay Output by external fuse, - ¦ IEC62314,Solid State Output by external fuse,
RM35TM250MW_5.0 | 20 ms at 20.4 V
RM35TM250MW_50.0 | Any position ¦ ,In relation to normal vertical mounting plane,
RM35TM250MW_51.0 | On 35 mm DIN rail ¦ IEC/EN 60715,Without socket, - ¦ IEC/EN 60715,With socket,
RM35TM250MW_53.0 | 15-16-18, 25-26-28
RM35TM250MW_54.0 | 2 x C/O relay contacts
RM35TM250MW_55.0 | 3 ¦ IEC60664-1
RM35TM250MW_58.0 | 45…66 ¦ ,Frequency operating range,
RM35TM250MW_59.0 | 250V ¦ ,Maximum switching voltage, 8A ¦ ,Maximum switching current, - ¦ ,Maximum switching capacity,
RM35TM250MW_6.0 | NO: 250VAC/8A, 75k cycles NO: 250VAC/5A, 100k cycles ¦ IEC60947-4-1,AC-1, NO: 24VDC/5A, 100k cycles ¦ IEC60947-4-1,DC-1, NO: 250VAC/0.15A, 100k cycles ¦ IEC60947-5-1,AC-15, NO: 24VDC/1A, 100k cycles ¦ IEC60947-5-1,DC-13,
RM35TM250MW_60.0 | - ¦ IEC60947-5-4,Minimum switching voltage, - ¦ IEC60947-5-4,Minimum switching current, NO: 12V/10mA, MCTF > 80,000,000 ¦ IEC60947-5-4,Minimum switching capacity,
RM35TM250MW_61.0 | 1x product height ¦ ,Horizontal, 1x product width ¦ ,Vertical,
RM35TM250MW_62.0 | 1
RM35TM250MW_63.0 | Energized on fault-free ¦ ,R1 (11-12-14), Energized on fault-free ¦ ,R2 (21-22-24),
RM35TM250MW_64.0 | No
RM35TM250MW_65.0 | -
RM35TM250MW_67.0 | 1 4 VA / 2 0.5 W
RM35TM250MW_68.0 | - ¦ ,"OFF" delay, - ¦ ,"ON" delay, - ¦ ,Inhibition,
RM35TM250MW_69.0 | 3100 ± 10 % Internal design spec: TBD ¦ ,Motor temperature through PTC sensor, 0…15 ± 5 Internal design spec: TBD ¦ ,Short circuit of PTC sensor, 1 or more phase cut ¦ ,Phase lost , Total swap of phase Internal design spec: L23 lags L13 >= 180o ¦ ,Phase sequence, 1 or more phase =< 30% * [(L21 + L31 + L32) / 3] Internal design spec: TBD ¦ ,Voltage Regeneration, Internal design spec: TBD ¦ ,Extreme undervoltage (Phase loss),
RM35TM250MW_7.0 | 4kV, OVC3 ¦ IEC60664-1,Supply, - ¦ IEC60664-1,Input 1, - ¦ IEC60664-1,Input 2, 4kV, OVC3 ¦ IEC60664-1,Input 3, - ¦ IEC60664-1,Output 1, - ¦ IEC60664-1,Output 2, 4kV, OVC3 ¦ IEC60664-1,Supply / Input 1,Galvanic 4kV, OVC3 ¦ IEC60664-1,Supply / Input 2,Isolated 4kV, OVC3 ¦ IEC60664-1,Supply / Input 3,Circuit 4kV, OVC3 ¦ IEC60664-1,Supply / Output 1, 4kV, OVC3 ¦ IEC60664-1,Supply / Output 2, 4kV, OVC3 ¦ IEC60664-1,Output 1 / Output 2, 4kV, OVC3 ¦ IEC60664-1,Input 1 / Output 1, 4kV, OVC3 ¦ IEC60664-1,Input 1 / Output 2, 4kV, OVC3 ¦ IEC60664-1,Input 2 / Output 1, 4kV, OVC3 ¦ IEC60664-1,Input 2 / Output 2, 4kV, OVC3 ¦ IEC60664-1,Input 3 / Output 1, 4kV, OVC3 ¦ IEC60664-1,Input 3 / Output 2, - ¦ IEC60664-1,Input 1 / Input 2, - ¦ IEC60664-1,Input 2 / Input 3, - ¦ IEC60664-1,Input 1 / Input 3,
RM35TM250MW_70.0 | - -
RM35TM250MW_71.0 | ~ 3 x 176…3 x 528 ¦ ,permissible input overload, 50 / 60 ¦ ,Rated frequency,
RM35TM250MW_77.0 | 8A ¦ IEC61810-1,Rated switching current,
RM35TM250MW_78.0 | 250V ¦ IEC61810-1,Rated switching voltage,
RM35TM250MW_8.0 | 250V ¦ IEC60664-1,Supply, 10V ¦ IEC60664-1,Input 1, 10V ¦ IEC60664-1,Input 2, 500V ¦ IEC60664-1,Input 3, 250V ¦ IEC60664-1,Output 1, 250V ¦ IEC60664-1,Output 2, 500V ¦ IEC60664-1,Supply / Input 1,Galvanic 500V ¦ IEC60664-1,Supply / Input 2,Isolated 500V ¦ IEC60664-1,Supply / Input 3,Circuit 250V ¦ IEC60664-1,Supply / Output 1, 250V ¦ IEC60664-1,Supply / Output 2, 250V ¦ IEC60664-1,Output 1 / Output 2, 500V ¦ IEC60664-1,Input 1 / Output 1, 500V ¦ IEC60664-1,Input 1 / Output 2, 500V ¦ IEC60664-1,Input 2 / Output 1, 500V ¦ IEC60664-1,Input 2 / Output 2, 500V ¦ IEC60664-1,Input 3 / Output 1, 500V ¦ IEC60664-1,Input 3 / Output 2, - ¦ IEC60664-1,Input 1 / Input 2, - ¦ IEC60664-1,Input 2 / Input 3, - ¦ IEC60664-1,Input 1 / Input 3,
RM35TM250MW_81.0 | - governed by response time only - status reflects to R1 - fault status will be memorized and only resetable through power cycle, Test/Reset button or Y1-T1 volt-free input ¦ ,Motor temperature through PTC sensor, With Memory, - governed by response time only - status reflects to R1 - fault status will not be memorized and be recovered through hysteresis ¦ ,Motor temperature through PTC sensor, Without Memory, - governed by response time only - status reflects to R1 - only governed by "No Memory"function, fault status will not be memorized and be recovered through hysteresis ¦ ,Short circuit of PTC sensor, - governed by response time only, - status reflects to R2 - only governed by "No Memory"function, fault status will not be memorized and be recovered through hysteresis ¦ ,Phase lost , - governed by response time only, - status reflects to R2 - only governed by "No Memory"function, fault status will not be memorized and be recovered through hysteresis ¦ ,Phase sequence, - governed by response time only, - status reflects to R2 - only governed by "No Memory"function, fault status will not be memorized and be recovered through hysteresis ¦ ,Voltage Regeneration, - governed by response time only, - status reflects to R2 - only governed by "No Memory"function, fault status will not be memorized and be recovered through hysteresis ¦ ,Extreme undervoltage (Phase loss),
RM35TM250MW_9.0 | 10 x 106 cycles ¦ IEC61810-1
RM35TM250MW_92.0 | - ¦ IEC62314,Only for solid state output,
RM35TM250MW_93.0 | - ¦ IEC62314,Only for solid state output,
RM35TM250MW_94.0 | - ¦ ,Input nominal voltage selection,
RM35TM250MW_95.0 | Mark A probe characteristics ¦ IEC60034-11,Motor temperature through PTC sensor, ~ 3 x 208…3 x 480 ¦ ,Short circuit of PTC sensor, same as above ¦ ,Phase lost , same as above ¦ ,Phase sequence, same as above ¦ ,Voltage Regeneration,
RM35TM250MW_96.0 | - ¦ ,"OFF" delay, - ¦ ,"ON" delay, - ¦ ,Inhibition,
RM35TM50MW | 3K9 (refer absolute Humidity 36g/m3 as worst case product Mission Profile RH evaluation) ¦ IEC60721-3-3,Climatic category, Class C ¦ Germanisher Lloyd,Environmental category, 6 cycles 24h ; +25°C +55°C ; RH: 93%..97% ¦ IEC60947-5-1,Cyclic Damp Heat Test, 24…240 AC/DC ¦ ,Supply,Rated PTC probe ¦ ,Input 1,Voltage Push Button Switch ¦ ,Input 2,Spec 208..480 AC/DC ¦ ,Input 3, 250V ¦ ,Output 1, 250V ¦ ,Output 2, - - - 1) When input monitored @ normal condition, output is always energized 2) When input monitored @ fault condition, output is always de-energized Cannot declare MTTF = MTTFd (Note: customer confuses as safety product) ¦ ,MTTFd, Cannot declare B10 = B10d (Note: customer confuses as safety product) ¦ ,B10d,
RM35TM50MWMaximum resistance of temperature sensor at 20°C | 1500Ω ¦ ,Maximum resistance of temperature sensor at 20°C,
RM35TM50MWMaximum voltage of temperature control circuit | 3.6V when T1-T2 is open ¦ ,Maximum voltage of temperature control circuit,
RM35TM50MWTemperature sensing circuit short-circuit current | 7mA when T1-T2 is short-circuited ¦ ,Temperature sensing circuit short-circuit current,
RM35TM50MW_1.0 | 72 ¦ ,Depth,
RM35TM50MW_10.0 | 500
RM35TM50MW_11.0 | ~/-- 24…240 ~/-- 20.4…264
RM35TM50MW_12.0 | -20oC..+60oC @50Hz -20oC..+50oC @60Hz ¦ ,Operation,
RM35TM50MW_13.0 | -40oC..+70oC ¦ ,Storage,
RM35TM50MW_14.0 | 10gn - 16ms ; 1000 X 6 axis (Non-Operating) ¦ IEC60068-2-29
RM35TM50MW_15.0 | 6mm (Screw Terminal) ¦ ,Cable stripping length,
RM35TM50MW_16.0 | A1, A2 ¦ ,Supply,Terminal T1, T2 ¦ ,Input 1, - ¦ ,Input 2, L1, L2, L3 ¦ ,Input 3, 11,12,14 ¦ ,Output 1, 21,22,24 ¦ ,Output 2,
RM35TM50MW_17.0 | 1 conductor: 0.5…3.3 (AWG 20…AWG 12) 2 conductors: 0.5…2.5 (AWG 20…AWG 14) ¦ IEC60947-1,Solid cable without cable end (screw terminal), 1 conductor: 0.5…2.5 (AWG 20…AWG 14) 2 conductors: 0.5…1.5 (AWG 20…AWG 16) ¦ IEC60947-1,Flexible cable with cable end (screw terminal), - ¦ IEC60947-1,Solid cable (spring terminal), - ¦ IEC60947-1,Flexible cable (spring terminal),
RM35TM50MW_18.0 | Cadmium free
RM35TM50MW_19.0 | -
RM35TM50MW_2.0 | 90 ¦ ,Height,
RM35TM50MW_20.0 | 2.0kV, 50/60Hz for 1 min ¦ IEC60255-27,Supply / Input 1, - ¦ IEC60255-27,Supply / Input 2, 2.0kV, 50/60Hz for 1 min ¦ IEC60255-27,Supply / Input 3, 2.0kV, 50/60Hz for 1 min ¦ IEC60255-27,Supply / Output 1, 2.0kV, 50/60Hz for 1 min ¦ IEC60255-27,Supply / Output 2, 2.0kV, 50/60Hz for 1 min ¦ IEC60255-27,Output 1 / Output 2, 2.0kV, 50/60Hz for 1 min ¦ IEC60255-27,Input 1 / Output 1, 2.0kV, 50/60Hz for 1 min ¦ IEC60255-27,Input 1 / Output 2, - ¦ IEC60255-27,Input 2 / Output 1, - ¦ IEC60255-27,Input 2 / Output 2, 2.0kV, 50/60Hz for 1 min ¦ IEC60255-27,Input 3 / Output 1, 2.0kV, 50/60Hz for 1 min ¦ IEC60255-27,Input 3 / Output 2, - ¦ IEC60255-27,Input 1 / Input 2, - ¦ IEC60255-27,Input 2 / Input 3, - ¦ IEC60255-27,Input 1 / Input 3,
RM35TM50MW_21.0 | EN/IEC 60255-1/60255-26/60255-27; EN/IEC 61000-6-1 to 61000-6-4; UL 508; CSA C22.2 No. 14, GB/T14048.5 2014/35/EU 2014/30/EU 2011/65/EU
RM35TM50MW_22.0 | 1
RM35TM50MW_23.0 | IEC61000-6-1, IEC 61000-6-2 ¦ ,Generic immunity standard, Level III (Contact : 6kV / Air : 8kV) ¦ IEC61000-4-2,Electrostatic discharge, Level I (10V/m: 2.0GHz to 2.7GHz) Level II (10V/m: 1.4 GHz to 2.0GHz) Level III (10V/m : 80MHz to 1GHz) ¦ IEC61000-4-3,Radiated RF & electromagnetic field, Level III (Supply: 2kV, 5kHz/100kHz) (I/O: 1kV, 5kHz/100kHz) ¦ IEC61000-4-4,Fast transient / burst, Level III (Supply:CM: 2kV, DM: 1KV) (I/O:CM: 0.5kV, DM: 0.5KV) ¦ IEC61000-4-5,Surge, Level III (10Vrms : 0.15MHz to 80MHz) ¦ IEC61000-4-6,Conducted RF disturbance, Level IV (30A/m : continous) (300A/m : 3s) ¦ IEC61000-4-8,Power frequency magnetic field, Class II 0%, 1/2 cycle 0%, 1 cycle 70% 25 cycles (50Hz) 70%, 30 cycles (60Hz) 0%, 250 cycles (50Hz) 0%, 300 cycles (60Hz) ¦ IEC61000-4-11,Voltage dips, short interruption & variations on power line, Level III (Supply:CM: 2.5kV, DM: 1KV) (I/O:CM: 2.5kV, DM: 1KV) ¦ IEC61000-4-18,1 MHz oscillation wave, - ¦ IEC61000-4-29,DC voltage interruption, - ¦ IEC61000-4-13,Low frequency harmonics, DC Supply : 50 Hz to 10 kHz, 3Vrms (Max 2W) - Not applicable AC Supply : 1st…200th harmonics, Max 2W ¦ Germanisher Lloyd,Conducted low frequency interference (harmonics), IEC61000-6-3, IEC 61000-6-4 ¦ ,Generic emission standard, Class B ¦ EN55022 / CISPR22,Radiated RF & electromagnetic field (IT equiment), Class B, Group 1 ¦ EN55011 / CISPR11,Radiated RF & electromagnetic field (Medical equiment), EMC 2 ¦ Germanisher Lloyd,Radiated emission from enclosure port, Class B ¦ EN55022 / CISPR22,Conducted RF emission on power line (IT equiment), Class B, Group 1 ¦ EN55011 / CISPR11,Conducted RF emission on power line (Medical equiment), EMC 2 ¦ Germanisher Lloyd,Conducted emission,
RM35TM50MW_24.0 | 1650 ± 10 % Internal design spec: TBD ¦ ,Motor temperature through PTC sensor, Internal design spec: TBD ¦ ,Short circuit of PTC sensor, All phase cut recover ¦ ,Phase lost , Total phase swap recover Internal design spec: L23 lags L13 < 180o ¦ ,Phase sequence, Internal design spec: TBD ¦ ,Voltage Regeneration, Internal design spec: TBD ¦ ,Extreme undervoltage (Phase loss),
RM35TM50MW_25.0 | Resistive Voltage Step Down ¦ ,Measurement mode,3 Phase
RM35TM50MW_27.0 | T1-T2 ¦ ,Input terminal,Motor temperature
RM35TM50MW_29.0 | IP20 ¦ IEC60529,Terminal Block, IP30 ¦ IEC60529,Housing, IP50 (With Transparent Cover) ¦ IEC60529,Front Panel,
RM35TM50MW_298.0 | 95
RM35TM50MW_3.0 | 35 ¦ ,Width,
RM35TM50MW_30.0 | Un (Green) R1 (Amber) R2 (Amber) Un - ON ¦ ,Power supply availability, Un - OFF ¦ ,Power supply not availability, - ¦ ,Timing in-progress, Rx - ON ¦ ,Output is energized, Rx - OFF ¦ ,Output is de-energized, - ¦ ,Range Setting Changes,
RM35TM50MW_31.0 | UL, CSA, DNVGL, RCM, EAC, CCC, CE, China ROHS
RM35TM50MW_32.0 | UL, CSA, DNVGL, RCM, EAC, CCC, CE, China ROHS
RM35TM50MW_33.0 | 6 cycles 24h ; +25°C +55°C ; RH: 93%..97% ¦ IEC60068-2-30,Damp heat,
RM35TM50MW_34.0 | 10 000 ¦ ,through Un power reset, - ¦ ,through front panel reset, - ¦ ,through input control reset,
RM35TM50MW_35.0 | 300 ¦ ,on crossing the threshold (Motor Temperature), 300 ¦ ,on crossing the hysteresis (all 3 Phase functions),
RM35TM50MW_36.0 | Horizontal (x,z): ±3.5mm from 1Hz…9Hz 1g from 9Hz..35Hz Vertical (y): ±1.5mm from 1Hz…9Hz 0.5g from 9Hz..35Hz ¦ IEC60068-3-3
RM35TM50MW_37.0 | 15gn - 11ms ; 3 X 6 axis (Non-Operating) 5gn - 11ms ; 3 X 6 axis (Operating) ¦ IEC60068-2-27
RM35TM50MW_38.0 | 50 / 60 45…66
RM35TM50MW_39.0 | A1-A2
RM35TM50MW_4.0 | >100 MOhm at 500 V DC ¦ IEC60255-27,Supply / Input 1, - ¦ IEC60255-27,Supply / Input 2, >100 MOhm at 500 V DC ¦ IEC60255-27,Supply / Input 3, >100 MOhm at 500 V DC ¦ IEC60255-27,Supply / Output 1, >100 MOhm at 500 V DC ¦ IEC60255-27,Supply / Output 2, >100 MOhm at 500 V DC ¦ IEC60255-27,Output 1 / Output 2, >100 MOhm at 500 V DC ¦ IEC60255-27,Input 1 / Output 1, >100 MOhm at 500 V DC ¦ IEC60255-27,Input 1 / Output 2, - ¦ IEC60255-27,Input 2 / Output 1, - ¦ IEC60255-27,Input 2 / Output 2, >100 MOhm at 500 V DC ¦ IEC60255-27,Input 3 / Output 1, >100 MOhm at 500 V DC ¦ IEC60255-27,Input 3 / Output 2, - ¦ IEC60255-27,Input 1 / Input 2, - ¦ IEC60255-27,Input 2 / Input 3, - ¦ IEC60255-27,Input 1 / Input 3,
RM35TM50MW_40.0 | 3 ¦ IEC60664-1
RM35TM50MW_41.0 | 8A ¦ IEC60947-5-1
RM35TM50MW_42.0 | 0.6…1 Nm ¦ IEC60947-1,Tightening torque,
RM35TM50MW_43.0 | 0.075 mm (f = 10...58.1 Hz), 1 gn (f = 58.1...150Hz) (Non-Operating) 0.035 mm (f = 10...60.1 Hz), 0.5 gn (f = 60.1...150Hz) (Operating) ¦ IEC60068-2-6
RM35TM50MW_44.0 | 602/line ¦ ,Internal input resistance,
RM35TM50MW_45.0 | -
RM35TM50MW_46.0 | L1-L2-L3 ¦ ,Input terminal,
RM35TM50MW_47.0 | -
RM35TM50MW_48.0 | TBD ¦ ,MTTF, TBD ¦ ,B10,
RM35TM50MW_49.0 | 8A ¦ IEC60947-5-1,Relay Output by external fuse, - ¦ IEC62314,Solid State Output by external fuse,
RM35TM50MW_5.0 | 20 ms at 20.4 V
RM35TM50MW_50.0 | Any position ¦ ,In relation to normal vertical mounting plane,
RM35TM50MW_51.0 | On 35 mm DIN rail ¦ IEC/EN 60715,Without socket, - ¦ IEC/EN 60715,With socket,
RM35TM50MW_53.0 | 15-16-18, 25-26-28
RM35TM50MW_54.0 | 2 x C/O relay contacts
RM35TM50MW_55.0 | 3 ¦ IEC60664-1
RM35TM50MW_58.0 | 45…66 ¦ ,Frequency operating range,
RM35TM50MW_59.0 | 250V ¦ ,Maximum switching voltage, 8A ¦ ,Maximum switching current, - ¦ ,Maximum switching capacity,
RM35TM50MW_6.0 | NO: 250VAC/8A, 75k cycles NO: 250VAC/5A, 100k cycles ¦ IEC60947-4-1,AC-1, NO: 24VDC/5A, 100k cycles ¦ IEC60947-4-1,DC-1, NO: 250VAC/0.15A, 100k cycles ¦ IEC60947-5-1,AC-15, NO: 24VDC/1A, 100k cycles ¦ IEC60947-5-1,DC-13,
RM35TM50MW_60.0 | - ¦ IEC60947-5-4,Minimum switching voltage, - ¦ IEC60947-5-4,Minimum switching current, NO: 12V/10mA, MCTF > 80,000,000 ¦ IEC60947-5-4,Minimum switching capacity,
RM35TM50MW_61.0 | 1x product height ¦ ,Horizontal, 1x product width ¦ ,Vertical,
RM35TM50MW_62.0 | 1
RM35TM50MW_63.0 | Energized on fault-free ¦ ,R1 (11-12-14), Energized on fault-free ¦ ,R2 (21-22-24),
RM35TM50MW_64.0 | No
RM35TM50MW_65.0 | -
RM35TM50MW_67.0 | 1 4 VA / 2 0.5 W
RM35TM50MW_68.0 | - ¦ ,"OFF" delay, - ¦ ,"ON" delay, - ¦ ,Inhibition,
RM35TM50MW_69.0 | 3100 ± 10 % Internal design spec: TBD ¦ ,Motor temperature through PTC sensor, 0…15 ± 5 Internal design spec: TBD ¦ ,Short circuit of PTC sensor, 1 or more phase cut ¦ ,Phase lost , Total swap of phase Internal design spec: L23 lags L13 >= 180o ¦ ,Phase sequence, 1 or more phase =< 30% * [(L21 + L31 + L32) / 3] Internal design spec: TBD ¦ ,Voltage Regeneration, Internal design spec: TBD ¦ ,Extreme undervoltage (Phase loss),
RM35TM50MW_7.0 | 4kV, OVC3 ¦ IEC60664-1,Supply, - ¦ IEC60664-1,Input 1, - ¦ IEC60664-1,Input 2, 4kV, OVC3 ¦ IEC60664-1,Input 3, - ¦ IEC60664-1,Output 1, - ¦ IEC60664-1,Output 2, 4kV, OVC3 ¦ IEC60664-1,Supply / Input 1,Galvanic - ¦ IEC60664-1,Supply / Input 2,Isolated 4kV, OVC3 ¦ IEC60664-1,Supply / Input 3,Circuit 4kV, OVC3 ¦ IEC60664-1,Supply / Output 1, 4kV, OVC3 ¦ IEC60664-1,Supply / Output 2, 4kV, OVC3 ¦ IEC60664-1,Output 1 / Output 2, 4kV, OVC3 ¦ IEC60664-1,Input 1 / Output 1, 4kV, OVC3 ¦ IEC60664-1,Input 1 / Output 2, - ¦ IEC60664-1,Input 2 / Output 1, - ¦ IEC60664-1,Input 2 / Output 2, 4kV, OVC3 ¦ IEC60664-1,Input 3 / Output 1, 4kV, OVC3 ¦ IEC60664-1,Input 3 / Output 2, - ¦ IEC60664-1,Input 1 / Input 2, - ¦ IEC60664-1,Input 2 / Input 3, - ¦ IEC60664-1,Input 1 / Input 3,
RM35TM50MW_70.0 | - -
RM35TM50MW_71.0 | ~ 3 x 176…3 x 528 ¦ ,permissible input overload, 50 / 60 ¦ ,Rated frequency,
RM35TM50MW_77.0 | 8A ¦ IEC61810-1,Rated switching current,
RM35TM50MW_78.0 | 250V ¦ IEC61810-1,Rated switching voltage,
RM35TM50MW_8.0 | 250V ¦ IEC60664-1,Supply, 10V ¦ IEC60664-1,Input 1, - ¦ IEC60664-1,Input 2, 500V ¦ IEC60664-1,Input 3, 250V ¦ IEC60664-1,Output 1, 250V ¦ IEC60664-1,Output 2, 500V ¦ IEC60664-1,Supply / Input 1,Galvanic - ¦ IEC60664-1,Supply / Input 2,Isolated 500V ¦ IEC60664-1,Supply / Input 3,Circuit 250V ¦ IEC60664-1,Supply / Output 1, 250V ¦ IEC60664-1,Supply / Output 2, 250V ¦ IEC60664-1,Output 1 / Output 2, 500V ¦ IEC60664-1,Input 1 / Output 1, 500V ¦ IEC60664-1,Input 1 / Output 2, - ¦ IEC60664-1,Input 2 / Output 1, - ¦ IEC60664-1,Input 2 / Output 2, 500V ¦ IEC60664-1,Input 3 / Output 1, 500V ¦ IEC60664-1,Input 3 / Output 2, - ¦ IEC60664-1,Input 1 / Input 2, - ¦ IEC60664-1,Input 2 / Input 3, - ¦ IEC60664-1,Input 1 / Input 3,
RM35TM50MW_81.0 | - ¦ ,Motor temperature through PTC sensor, With Memory, - governed by response time only - status reflects to R1 - fault status will not be memorized and be recovered through hysteresis ¦ ,Motor temperature through PTC sensor, Without Memory, - governed by response time only - status reflects to R1 - fault status will not be memorized and be recovered through hysteresis ¦ ,Short circuit of PTC sensor, - governed by response time only, - status reflects to R2 - fault status will not be memorized and be recovered through hysteresis ¦ ,Phase lost , - governed by response time only, - status reflects to R2 - fault status will not be memorized and be recovered through hysteresis ¦ ,Phase sequence, - governed by response time only, - status reflects to R2 - fault status will not be memorized and be recovered through hysteresis ¦ ,Voltage Regeneration, - governed by response time only, - status reflects to R2 - fault status will not be memorized and be recovered through hysteresis ¦ ,Extreme undervoltage (Phase loss),
RM35TM50MW_9.0 | 10 x 106 cycles ¦ IEC61810-1
RM35TM50MW_92.0 | - ¦ IEC62314,Only for solid state output,
RM35TM50MW_93.0 | - ¦ IEC62314,Only for solid state output,
RM35TM50MW_94.0 | - ¦ ,Input nominal voltage selection,
RM35TM50MW_95.0 | Mark A probe characteristics ¦ IEC60034-11,Motor temperature through PTC sensor, ~ 3 x 208…3 x 480 ¦ ,Short circuit of PTC sensor, same as above ¦ ,Phase lost , same as above ¦ ,Phase sequence, same as above ¦ ,Voltage Regeneration,
RM35TM50MW_96.0 | - ¦ ,"OFF" delay, - ¦ ,"ON" delay, - ¦ ,Inhibition,
RM35UA11MW | Not specified ¦ IEC60721-3-3,Climatic category, Germanisher Lloyd,Environmental category, IEC60947-5-1,Cyclic Damp Heat Test, 600 ¦ ,Supply,Rated 600 ¦ ,Input 1,Voltage Input 2,Spec Input 3, Output 1, Output 2, - ¦ ,Over / undervoltage (windows mode), Selectable with memory / without memory ¦ ,Over voltage, Selectable with memory / without memory ¦ ,Undervoltage , ~/-- 0.05…5 5 ¦ ,E1-M / B1-C, 30 ¦ ,E2-M / B2-C, 50 ¦ ,E3-M / B3-C, A1+ / A2-, - ¦ ,Built in current transformer, ~/-- 0.05…0.5 ¦ ,E1-M / B1-C, ~/-- 0.3…3 ¦ ,E2-M / B2-C, ~/-- 0.5…5 ¦ ,E3-M / B3-C, A1+ / A2-, - ¦ ,Built in current transformer, Adjustable 10%...100% of 0.5V ¦ ,E1-M / B1-C, Adjustable 10%...100% of 3V ¦ ,E2-M / B2-C, Adjustable 10%...100% of 5V ¦ ,E3-M / B3-C, A1+ / A2-, - ¦ ,Built in current transformer, Adjustable 5%...50% of threshold setting ¦ ,E1-M / B1-C, Adjustable 5%...50% of threshold setting ¦ ,E2-M / B2-C, Adjustable 5%...50% of threshold setting ¦ ,E3-M / B3-C, A1+ / A2-, - ¦ ,Built in current transformer, Resistive Voltage Step Down E1-M, E2-M, E3-M 50 / 60 36…77 +/- 10% of full scale value +/- 0.5% < 1% over whole range 0.05% / oC 30 True RMS MTTFd, B10d,
RM35UA11MW_1.0 | Depth,
RM35UA11MW_10.0 | =< 600
RM35UA11MW_11.0 | ~/-- 24…240 ~/-- 20.4…264
RM35UA11MW_12.0 | -20…+50 ¦ ,Operation,
RM35UA11MW_13.0 | -40…+70 ¦ ,Storage,
RM35UA11MW_14.0 | IEC60068-2-29
RM35UA11MW_15.0 | Not specified ¦ ,Cable stripping length,
RM35UA11MW_16.0 | Supply,Terminal Input 1, Input 2, Input 3, Output 1, 600 ¦ ,Output 2,
RM35UA11MW_17.0 | 1 conductor:0.5…4 (AWG20…AWG11) 2 conductor:0.5…2.5 (AWG20…AWG14) ¦ IEC60947-1,Solid cable without cable end (screw terminal), 1 conductor:0.2…2.5 (AWG24…AWG12) 2 conductor:0.2…1.5 (AWG24…AWG16) ¦ IEC60947-1,Flexible cable with cable end (screw terminal), - ¦ IEC60947-1,Solid cable (spring terminal), - ¦ IEC60947-1,Flexible cable (spring terminal),
RM35UA11MW_18.0 | Cadmium-free
RM35UA11MW_19.0
RM35UA11MW_2.0 | Height,
RM35UA11MW_20.0 | Yes ¦ IEC60255-27,Supply / Input 1, Yes ¦ IEC60255-27,Supply / Input 2, Yes ¦ IEC60255-27,Supply / Input 3, IEC60255-27,Supply / Output 1, IEC60255-27,Supply / Output 2, IEC60255-27,Output 1 / Output 2, IEC60255-27,Input 1 / Output 1, IEC60255-27,Input 1 / Output 2, IEC60255-27,Input 2 / Output 1, IEC60255-27,Input 2 / Output 2, IEC60255-27,Input 3 / Output 1, IEC60255-27,Input 3 / Output 2, IEC60255-27,Input 1 / Input 2, IEC60255-27,Input 2 / Input 3, IEC60255-27,Input 1 / Input 3,
RM35UA11MW_21.0 | EN60255-6, IEC60255-6 No 73/23/EEC + 93/68/EEC No 89/336/EEC + 92/31/EEC + 93/68/EEC 2002/95/EC
RM35UA11MW_22.0 | Not specified
RM35UA11MW_23.0 | IEC61000-6-2 ¦ ,Generic immunity standard, Level 3 (6kV / 8kV) ¦ IEC61000-4-2,Electrostatic discharge, Level 3 (10V/m) ¦ IEC61000-4-3,Radiated RF & electromagnetic field, Level 3 (2kV coupling / 4kV direct) ¦ IEC61000-4-4,Fast transient / burst, Level 3 (1kV phase-phase) ¦ IEC61000-4-5,Surge, Level 3 (10V) ¦ IEC61000-4-6,Conducted RF disturbance, IEC61000-4-8,Power frequency magnetic field, Class 3 (0%, 40%, 70%, 80% of Us) ¦ IEC61000-4-11,Voltage dips, short interruption & variations on power line, IEC61000-4-18,1 MHz oscillation wave, IEC61000-4-29,DC voltage interruption, Not tested ¦ IEC61000-4-13,Low frequency harmonics, · ¦ Germanisher Lloyd,Conducted low frequency interference (harmonics), IEC61000-6-3, IEC61000-6-4 ¦ ,Generic emission standard, Class B ¦ EN55022 / CISPR22,Radiated RF & electromagnetic field (IT equiment), Class B ¦ EN55011 / CISPR11,Radiated RF & electromagnetic field (Medical equiment), EMC 2 ¦ Germanisher Lloyd,Radiated emission from enclosure port, Class B ¦ EN55022 / CISPR22,Conducted RF emission on power line (IT equiment), Class B ¦ EN55011 / CISPR11,Conducted RF emission on power line (Medical equiment), EMC 2 ¦ Germanisher Lloyd,Conducted emission,
RM35UA11MW_29.0 | IP20 ¦ IEC60529,Terminal Block, IP30 ¦ IEC60529,Housing, IEC60529,Front Panel,
RM35UA11MW_298.0 | 130
RM35UA11MW_3.0 | 35 x 90 x 72 ¦ ,Width,
RM35UA11MW_30.0 | Power supply availability, Power supply not availability, Timing in-progress, Output is energized, Output is de-energized, Range Setting Changes,
RM35UA11MW_31.0 | UL, CSA, GL, C-Tick, GOST, CE
RM35UA11MW_32.0 | UL, CSA, GL, C-Tick, GOST
RM35UA11MW_33.0 | 2 cycles 24h ;+25°C +55°C 95%HR ¦ IEC60068-2-30,Damp heat,
RM35UA11MW_34.0 | =< 1500 at maximum supply voltage ¦ ,through Un power reset, through front panel reset, through input control reset,
RM35UA11MW_35.0 | Not specified ¦ ,on crossing the threshold,
RM35UA11MW_36.0 | IEC60068-3-3
RM35UA11MW_37.0 | 5 gn ¦ IEC60068-2-27
RM35UA11MW_38.0 | 50 / 60 45…66
RM35UA11MW_39.0 | A1-A2
RM35UA11MW_4.0 | IEC60255-27,Supply / Input 1, IEC60255-27,Supply / Input 2, IEC60255-27,Supply / Input 3, IEC60255-27,Supply / Output 1, IEC60255-27,Supply / Output 2, IEC60255-27,Output 1 / Output 2, IEC60255-27,Input 1 / Output 1, IEC60255-27,Input 1 / Output 2, IEC60255-27,Input 2 / Output 1, IEC60255-27,Input 2 / Output 2, IEC60255-27,Input 3 / Output 1, IEC60255-27,Input 3 / Output 2, IEC60255-27,Input 1 / Input 2, IEC60255-27,Input 2 / Input 3, IEC60255-27,Input 1 / Input 3,
RM35UA11MW_40.0 | 3 ¦ IEC60664-1
RM35UA11MW_41.0 | IEC60947-5-1
RM35UA11MW_42.0 | 0.6…1 ¦ IEC60947-1,Tightening torque,
RM35UA11MW_43.0 | 0.035mm from 10Hz…150Hz ¦ IEC60068-2-6
RM35UA11MW_45.0 | +/- 10% of full scales
RM35UA11MW_47.0 | +/- 2%
RM35UA11MW_48.0 | MTTF, B10,
RM35UA11MW_49.0 | IEC60947-5-1,Relay Output by external fuse, IEC62314,Solid State Output by external fuse,
RM35UA11MW_5.0 | 10
RM35UA11MW_50.0 | Any position ¦ ,In relation to normal vertical mounting plane,
RM35UA11MW_51.0 | On Top Hat 35mm DIN rail ¦ IEC/EN 60715,Without socket, - ¦ IEC/EN 60715,With socket,
RM35UA11MW_53.0 | 11-12-14, 21-22-24
RM35UA11MW_54.0 | 2 x C/O relay contacts
RM35UA11MW_55.0 | III ¦ IEC60664-1
RM35UA11MW_59.0 | ~ 250 ¦ ,Maximum switching voltage, 5 ¦ ,Maximum switching current, 1250 ¦ ,Maximum switching capacity,
RM35UA11MW_6.0 | 1 x 105 switching cycles ¦ IEC60947-4-1,AC-1, IEC60947-4-1,DC-1, IEC60947-5-1,AC-15, IEC60947-5-1,DC-13,
RM35UA11MW_60.0 | 5 ¦ IEC60947-5-4,Minimum switching voltage, 10 ¦ IEC60947-5-4,Minimum switching current, 50 ¦ IEC60947-5-4,Minimum switching capacity,
RM35UA11MW_61.0 | Not specified ¦ ,Horizontal, Not specified ¦ ,Vertical,
RM35UA11MW_62.0
RM35UA11MW_63.0 | Energized on fault-free ¦ ,R1 (11-12-14), R2 (21-22-24),
RM35UA11MW_64.0
RM35UA11MW_65.0
RM35UA11MW_67.0 | ~ 3.5VA, -- 0.6W
RM35UA11MW_68.0 | · ¦ ,"OFF" delay, - ¦ ,"ON" delay, - ¦ ,Inhibition,
RM35UA11MW_7.0 | IEC60664-1,Supply, IEC60664-1,Input 1, IEC60664-1,Input 2, IEC60664-1,Input 3, IEC60664-1,Output 1, IEC60664-1,Output 2, IEC60664-1,Supply / Input 1,Galvanic IEC60664-1,Supply / Input 2,Isolated IEC60664-1,Supply / Input 3,Circuit IEC60664-1,Supply / Output 1, IEC60664-1,Supply / Output 2, IEC60664-1,Output 1 / Output 2, IEC60664-1,Input 1 / Output 1, IEC60664-1,Input 1 / Output 2, IEC60664-1,Input 2 / Output 1, > 500MOhm @ -- 500V ¦ IEC60664-1,Input 2 / Output 2, IEC60664-1,Input 3 / Output 1, IEC60664-1,Input 3 / Output 2, IEC60664-1,Input 1 / Input 2, IEC60664-1,Input 2 / Input 3, IEC60664-1,Input 1 / Input 3,
RM35UA11MW_70.0 | Not specified Not specified
RM35UA11MW_77.0 | IEC61810-1,Rated switching current,
RM35UA11MW_78.0 | IEC61810-1,Rated switching voltage,
RM35UA11MW_8.0 | IEC60664-1,Supply, IEC60664-1,Input 1, IEC60664-1,Input 2, IEC60664-1,Input 3, 4 ¦ IEC60664-1,Output 1, IEC60664-1,Output 2, IEC60664-1,Supply / Input 1,Galvanic IEC60664-1,Supply / Input 2,Isolated IEC60664-1,Supply / Input 3,Circuit IEC60664-1,Supply / Output 1, IEC60664-1,Supply / Output 2, IEC60664-1,Output 1 / Output 2, IEC60664-1,Input 1 / Output 1, IEC60664-1,Input 1 / Output 2, IEC60664-1,Input 2 / Output 1, 2 @ 50Hz for 1 minutes ¦ IEC60664-1,Input 2 / Output 2, IEC60664-1,Input 3 / Output 1, IEC60664-1,Input 3 / Output 2, IEC60664-1,Input 1 / Input 2, IEC60664-1,Input 2 / Input 3, IEC60664-1,Input 1 / Input 3,
RM35UA11MW_9.0 | 30 x 106 switching cycles ¦ IEC61810-1
RM35UA11MW_92.0 | - ¦ IEC62314,Only for solid state output,
RM35UA11MW_93.0 | - ¦ IEC62314,Only for solid state output,
RM35UA11MW_96.0 | Adjustable 0.3…30 ¦ ,"OFF" delay, - ¦ ,"ON" delay, - ¦ ,Inhibition,
RM35UA12MW | Not specified ¦ IEC60721-3-3,Climatic category, Germanisher Lloyd,Environmental category, IEC60947-5-1,Cyclic Damp Heat Test, 600 ¦ ,Supply,Rated 600 ¦ ,Input 1,Voltage Input 2,Spec Input 3, Output 1, Output 2, - ¦ ,Over / undervoltage (windows mode), Selectable with memory / without memory ¦ ,Over voltage, Selectable with memory / without memory ¦ ,Undervoltage , ~/-- 1…100 22 ¦ ,E1-M / B1-C, 110 ¦ ,E2-M / B2-C, 220 ¦ ,E3-M / B3-C, A1+ / A2-, - ¦ ,Built in current transformer, ~/-- 1…10 ¦ ,E1-M / B1-C, ~/-- 5…50 ¦ ,E2-M / B2-C, ~/-- 10…100 ¦ ,E3-M / B3-C, A1+ / A2-, - ¦ ,Built in current transformer, Adjustable 10%...100% of 0.5V ¦ ,E1-M / B1-C, Adjustable 10%...100% of 3V ¦ ,E2-M / B2-C, Adjustable 10%...100% of 5V ¦ ,E3-M / B3-C, A1+ / A2-, - ¦ ,Built in current transformer, Adjustable 5%...50% of threshold setting ¦ ,E1-M / B1-C, Adjustable 5%...50% of threshold setting ¦ ,E2-M / B2-C, Adjustable 5%...50% of threshold setting ¦ ,E3-M / B3-C, A1+ / A2-, - ¦ ,Built in current transformer, Resistive Voltage Step Down E1-M, E2-M, E3-M 50 / 60 36…77 +/- 10% of full scale value +/- 0.5% < 1% over whole range 0.05% / oC 30 True RMS MTTFd, B10d,
RM35UA12MW_1.0 | Depth,
RM35UA12MW_10.0 | =< 600
RM35UA12MW_11.0 | ~/-- 24…240 ~/-- 20.4…264
RM35UA12MW_12.0 | -20…+50 ¦ ,Operation,
RM35UA12MW_13.0 | -40…+70 ¦ ,Storage,
RM35UA12MW_14.0 | IEC60068-2-29
RM35UA12MW_15.0 | Not specified ¦ ,Cable stripping length,
RM35UA12MW_16.0 | Supply,Terminal Input 1, Input 2, Input 3, Output 1, 600 ¦ ,Output 2,
RM35UA12MW_17.0 | 1 conductor:0.5…4 (AWG20…AWG11) 2 conductor:0.5…2.5 (AWG20…AWG14) ¦ IEC60947-1,Solid cable without cable end (screw terminal), 1 conductor:0.2…2.5 (AWG24…AWG12) 2 conductor:0.2…1.5 (AWG24…AWG16) ¦ IEC60947-1,Flexible cable with cable end (screw terminal), - ¦ IEC60947-1,Solid cable (spring terminal), - ¦ IEC60947-1,Flexible cable (spring terminal),
RM35UA12MW_18.0 | Cadmium-free
RM35UA12MW_19.0
RM35UA12MW_2.0 | Height,
RM35UA12MW_20.0 | Yes ¦ IEC60255-27,Supply / Input 1, Yes ¦ IEC60255-27,Supply / Input 2, Yes ¦ IEC60255-27,Supply / Input 3, IEC60255-27,Supply / Output 1, IEC60255-27,Supply / Output 2, IEC60255-27,Output 1 / Output 2, IEC60255-27,Input 1 / Output 1, IEC60255-27,Input 1 / Output 2, IEC60255-27,Input 2 / Output 1, IEC60255-27,Input 2 / Output 2, IEC60255-27,Input 3 / Output 1, IEC60255-27,Input 3 / Output 2, IEC60255-27,Input 1 / Input 2, IEC60255-27,Input 2 / Input 3, IEC60255-27,Input 1 / Input 3,
RM35UA12MW_21.0 | EN60255-6, IEC60255-6 No 73/23/EEC + 93/68/EEC No 89/336/EEC + 92/31/EEC + 93/68/EEC 2002/95/EC
RM35UA12MW_22.0 | Not specified
RM35UA12MW_23.0 | IEC61000-6-2 ¦ ,Generic immunity standard, Level 3 (6kV / 8kV) ¦ IEC61000-4-2,Electrostatic discharge, Level 3 (10V/m) ¦ IEC61000-4-3,Radiated RF & electromagnetic field, Level 3 (2kV coupling / 4kV direct) ¦ IEC61000-4-4,Fast transient / burst, Level 3 (1kV phase-phase) ¦ IEC61000-4-5,Surge, Level 3 (10V) ¦ IEC61000-4-6,Conducted RF disturbance, IEC61000-4-8,Power frequency magnetic field, Class 3 (0%, 40%, 70%, 80% of Us) ¦ IEC61000-4-11,Voltage dips, short interruption & variations on power line, IEC61000-4-18,1 MHz oscillation wave, IEC61000-4-29,DC voltage interruption, Not tested ¦ IEC61000-4-13,Low frequency harmonics, · ¦ Germanisher Lloyd,Conducted low frequency interference (harmonics), IEC61000-6-3, IEC61000-6-4 ¦ ,Generic emission standard, Class B ¦ EN55022 / CISPR22,Radiated RF & electromagnetic field (IT equiment), Class B ¦ EN55011 / CISPR11,Radiated RF & electromagnetic field (Medical equiment), EMC 2 ¦ Germanisher Lloyd,Radiated emission from enclosure port, Class B ¦ EN55022 / CISPR22,Conducted RF emission on power line (IT equiment), Class B ¦ EN55011 / CISPR11,Conducted RF emission on power line (Medical equiment), EMC 2 ¦ Germanisher Lloyd,Conducted emission,
RM35UA12MW_29.0 | IP20 ¦ IEC60529,Terminal Block, IP30 ¦ IEC60529,Housing, IEC60529,Front Panel,
RM35UA12MW_298.0 | 130
RM35UA12MW_3.0 | 35 x 90 x 72 ¦ ,Width,
RM35UA12MW_30.0 | Power supply availability, Power supply not availability, Timing in-progress, Output is energized, Output is de-energized, Range Setting Changes,
RM35UA12MW_31.0 | UL, CSA, GL, C-Tick, GOST, CE
RM35UA12MW_32.0 | UL, CSA, GL, C-Tick, GOST
RM35UA12MW_33.0 | 2 cycles 24h ;+25°C +55°C 95%HR ¦ IEC60068-2-30,Damp heat,
RM35UA12MW_34.0 | =< 1500 at maximum supply voltage ¦ ,through Un power reset, through front panel reset, through input control reset,
RM35UA12MW_35.0 | Not specified ¦ ,on crossing the threshold,
RM35UA12MW_36.0 | IEC60068-3-3
RM35UA12MW_37.0 | 5 gn ¦ IEC60068-2-27
RM35UA12MW_38.0 | 50 / 60 45…66
RM35UA12MW_39.0 | A1-A2
RM35UA12MW_4.0 | IEC60255-27,Supply / Input 1, IEC60255-27,Supply / Input 2, IEC60255-27,Supply / Input 3, IEC60255-27,Supply / Output 1, IEC60255-27,Supply / Output 2, IEC60255-27,Output 1 / Output 2, IEC60255-27,Input 1 / Output 1, IEC60255-27,Input 1 / Output 2, IEC60255-27,Input 2 / Output 1, IEC60255-27,Input 2 / Output 2, IEC60255-27,Input 3 / Output 1, IEC60255-27,Input 3 / Output 2, IEC60255-27,Input 1 / Input 2, IEC60255-27,Input 2 / Input 3, IEC60255-27,Input 1 / Input 3,
RM35UA12MW_40.0 | 3 ¦ IEC60664-1
RM35UA12MW_41.0 | IEC60947-5-1
RM35UA12MW_42.0 | 0.6…1 ¦ IEC60947-1,Tightening torque,
RM35UA12MW_43.0 | 0.035mm from 10Hz…150Hz ¦ IEC60068-2-6
RM35UA12MW_45.0 | +/- 10% of full scales
RM35UA12MW_47.0 | +/- 2%
RM35UA12MW_48.0 | MTTF, B10,
RM35UA12MW_49.0 | IEC60947-5-1,Relay Output by external fuse, IEC62314,Solid State Output by external fuse,
RM35UA12MW_5.0 | 10
RM35UA12MW_50.0 | Any position ¦ ,In relation to normal vertical mounting plane,
RM35UA12MW_51.0 | On Top Hat 35mm DIN rail ¦ IEC/EN 60715,Without socket, - ¦ IEC/EN 60715,With socket,
RM35UA12MW_53.0 | 11-12-14, 21-22-24
RM35UA12MW_54.0 | 2 x C/O relay contacts
RM35UA12MW_55.0 | III ¦ IEC60664-1
RM35UA12MW_59.0 | ~ 250 ¦ ,Maximum switching voltage, 5 ¦ ,Maximum switching current, 1250 ¦ ,Maximum switching capacity,
RM35UA12MW_6.0 | 1 x 105 switching cycles ¦ IEC60947-4-1,AC-1, IEC60947-4-1,DC-1, IEC60947-5-1,AC-15, IEC60947-5-1,DC-13,
RM35UA12MW_60.0 | 5 ¦ IEC60947-5-4,Minimum switching voltage, 10 ¦ IEC60947-5-4,Minimum switching current, 50 ¦ IEC60947-5-4,Minimum switching capacity,
RM35UA12MW_61.0 | Not specified ¦ ,Horizontal, Not specified ¦ ,Vertical,
RM35UA12MW_62.0
RM35UA12MW_63.0 | Energized on fault-free ¦ ,R1 (11-12-14), R2 (21-22-24),
RM35UA12MW_64.0
RM35UA12MW_65.0
RM35UA12MW_67.0 | ~ 3.5VA, -- 0.6W
RM35UA12MW_68.0 | · ¦ ,"OFF" delay, - ¦ ,"ON" delay, - ¦ ,Inhibition,
RM35UA12MW_7.0 | IEC60664-1,Supply, IEC60664-1,Input 1, IEC60664-1,Input 2, IEC60664-1,Input 3, IEC60664-1,Output 1, IEC60664-1,Output 2, IEC60664-1,Supply / Input 1,Galvanic IEC60664-1,Supply / Input 2,Isolated IEC60664-1,Supply / Input 3,Circuit IEC60664-1,Supply / Output 1, IEC60664-1,Supply / Output 2, IEC60664-1,Output 1 / Output 2, IEC60664-1,Input 1 / Output 1, IEC60664-1,Input 1 / Output 2, IEC60664-1,Input 2 / Output 1, > 500MOhm @ -- 500V ¦ IEC60664-1,Input 2 / Output 2, IEC60664-1,Input 3 / Output 1, IEC60664-1,Input 3 / Output 2, IEC60664-1,Input 1 / Input 2, IEC60664-1,Input 2 / Input 3, IEC60664-1,Input 1 / Input 3,
RM35UA12MW_70.0 | Not specified Not specified
RM35UA12MW_77.0 | IEC61810-1,Rated switching current,
RM35UA12MW_78.0 | IEC61810-1,Rated switching voltage,
RM35UA12MW_8.0 | IEC60664-1,Supply, IEC60664-1,Input 1, IEC60664-1,Input 2, IEC60664-1,Input 3, 4 ¦ IEC60664-1,Output 1, IEC60664-1,Output 2, IEC60664-1,Supply / Input 1,Galvanic IEC60664-1,Supply / Input 2,Isolated IEC60664-1,Supply / Input 3,Circuit IEC60664-1,Supply / Output 1, IEC60664-1,Supply / Output 2, IEC60664-1,Output 1 / Output 2, IEC60664-1,Input 1 / Output 1, IEC60664-1,Input 1 / Output 2, IEC60664-1,Input 2 / Output 1, 2 @ 50Hz for 1 minutes ¦ IEC60664-1,Input 2 / Output 2, IEC60664-1,Input 3 / Output 1, IEC60664-1,Input 3 / Output 2, IEC60664-1,Input 1 / Input 2, IEC60664-1,Input 2 / Input 3, IEC60664-1,Input 1 / Input 3,
RM35UA12MW_9.0 | 30 x 106 switching cycles ¦ IEC61810-1
RM35UA12MW_92.0 | - ¦ IEC62314,Only for solid state output,
RM35UA12MW_93.0 | - ¦ IEC62314,Only for solid state output,
RM35UA12MW_96.0 | Adjustable 0.3…30 ¦ ,"OFF" delay, - ¦ ,"ON" delay, - ¦ ,Inhibition,
RM35UA13MW | Not specified ¦ IEC60721-3-3,Climatic category, Germanisher Lloyd,Environmental category, IEC60947-5-1,Cyclic Damp Heat Test, 600 ¦ ,Supply,Rated 600 ¦ ,Input 1,Voltage Input 2,Spec Input 3, Output 1, Output 2, - ¦ ,Over / undervoltage (windows mode), Selectable with memory / without memory ¦ ,Over voltage, Selectable with memory / without memory ¦ ,Undervoltage , ~/-- 15…600 150 ¦ ,E1-M / B1-C, 300 ¦ ,E2-M / B2-C, 600 ¦ ,E3-M / B3-C, A1+ / A2-, - ¦ ,Built in current transformer, ~/-- 15…150 ¦ ,E1-M / B1-C, ~/-- 30…300 ¦ ,E2-M / B2-C, ~/-- 60…600 ¦ ,E3-M / B3-C, A1+ / A2-, - ¦ ,Built in current transformer, Adjustable 10%...100% ¦ ,E1-M / B1-C, Adjustable 10%...100% ¦ ,E2-M / B2-C, Adjustable 10%...100% ¦ ,E3-M / B3-C, A1+ / A2-, - ¦ ,Built in current transformer, Adjustable 5%...50% of threshold setting ¦ ,E1-M / B1-C, Adjustable 5%...50% of threshold setting ¦ ,E2-M / B2-C, Adjustable 5%...50% of threshold setting ¦ ,E3-M / B3-C, A1+ / A2-, - ¦ ,Built in current transformer, Resistive Voltage Step Down E1-M, E2-M, E3-M 50 / 60 36…77 +/- 10% of full scale value +/- 0.5% < 1% over whole range 0.05% / oC 30 True RMS MTTFd, B10d,
RM35UA13MW_1.0 | Depth,
RM35UA13MW_10.0 | =< 600
RM35UA13MW_11.0 | ~/-- 24…240 0.85…1.1 Un (~/-- 20.4…264)
RM35UA13MW_12.0 | -20…+50 ¦ ,Operation,
RM35UA13MW_13.0 | -40…+70 ¦ ,Storage,
RM35UA13MW_14.0 | IEC60068-2-29
RM35UA13MW_15.0 | Not specified ¦ ,Cable stripping length,
RM35UA13MW_16.0 | Supply,Terminal Input 1, Input 2, Input 3, Output 1, 600 ¦ ,Output 2,
RM35UA13MW_17.0 | 1 conductor:0.5…4 (AWG20…AWG11) 2 conductor:0.5…2.5 (AWG20…AWG14) ¦ IEC60947-1,Solid cable without cable end (screw terminal), 1 conductor:0.2…2.5 (AWG24…AWG12) 2 conductor:0.2…1.5 (AWG24…AWG16) ¦ IEC60947-1,Flexible cable with cable end (screw terminal), - ¦ IEC60947-1,Solid cable (spring terminal), - ¦ IEC60947-1,Flexible cable (spring terminal),
RM35UA13MW_18.0 | Cadmium-free
RM35UA13MW_19.0
RM35UA13MW_2.0 | Height,
RM35UA13MW_20.0 | Yes ¦ IEC60255-27,Supply / Input 1, Yes ¦ IEC60255-27,Supply / Input 2, Yes ¦ IEC60255-27,Supply / Input 3, IEC60255-27,Supply / Output 1, IEC60255-27,Supply / Output 2, IEC60255-27,Output 1 / Output 2, IEC60255-27,Input 1 / Output 1, IEC60255-27,Input 1 / Output 2, IEC60255-27,Input 2 / Output 1, IEC60255-27,Input 2 / Output 2, IEC60255-27,Input 3 / Output 1, IEC60255-27,Input 3 / Output 2, IEC60255-27,Input 1 / Input 2, IEC60255-27,Input 2 / Input 3, IEC60255-27,Input 1 / Input 3,
RM35UA13MW_21.0 | EN60255-6, IEC60255-6 No 73/23/EEC + 93/68/EEC No 89/336/EEC + 92/31/EEC + 93/68/EEC 2002/95/EC
RM35UA13MW_22.0 | Not specified
RM35UA13MW_23.0 | IEC61000-6-2 ¦ ,Generic immunity standard, Level 3 (6kV / 8kV) ¦ IEC61000-4-2,Electrostatic discharge, Level 3 (10V/m) ¦ IEC61000-4-3,Radiated RF & electromagnetic field, Level 3 (2kV coupling / 4kV direct) ¦ IEC61000-4-4,Fast transient / burst, Level 3 (1kV phase-phase) ¦ IEC61000-4-5,Surge, Level 3 (10V) ¦ IEC61000-4-6,Conducted RF disturbance, IEC61000-4-8,Power frequency magnetic field, Class 3 (0%, 40%, 70%, 80% of Us) ¦ IEC61000-4-11,Voltage dips, short interruption & variations on power line, IEC61000-4-18,1 MHz oscillation wave, IEC61000-4-29,DC voltage interruption, Not tested ¦ IEC61000-4-13,Low frequency harmonics, · ¦ Germanisher Lloyd,Conducted low frequency interference (harmonics), IEC61000-6-3, IEC61000-6-4 ¦ ,Generic emission standard, Class B ¦ EN55022 / CISPR22,Radiated RF & electromagnetic field (IT equiment), Class B ¦ EN55011 / CISPR11,Radiated RF & electromagnetic field (Medical equiment), EMC 2 ¦ Germanisher Lloyd,Radiated emission from enclosure port, Class B ¦ EN55022 / CISPR22,Conducted RF emission on power line (IT equiment), Class B ¦ EN55011 / CISPR11,Conducted RF emission on power line (Medical equiment), EMC 2 ¦ Germanisher Lloyd,Conducted emission,
RM35UA13MW_29.0 | IP20 ¦ IEC60529,Terminal Block, IP30 ¦ IEC60529,Housing, IEC60529,Front Panel,
RM35UA13MW_298.0 | 130
RM35UA13MW_3.0 | 35 x 90 x 72 ¦ ,Width,
RM35UA13MW_30.0 | Power supply availability, Power supply not availability, Timing in-progress, Output is energized, Output is de-energized, Range Setting Changes,
RM35UA13MW_31.0 | UL, CSA, GL, C-Tick, GOST, CE
RM35UA13MW_32.0 | UL, CSA, GL, C-Tick, GOST
RM35UA13MW_33.0 | 2 cycles 24h ;+25°C +55°C 95%HR ¦ IEC60068-2-30,Damp heat,
RM35UA13MW_34.0 | =< 1500 at maximum supply voltage ¦ ,through Un power reset, through front panel reset, through input control reset,
RM35UA13MW_35.0 | Not specified ¦ ,on crossing the threshold,
RM35UA13MW_36.0 | IEC60068-3-3
RM35UA13MW_37.0 | 5 gn ¦ IEC60068-2-27
RM35UA13MW_38.0 | 50 / 60 45…66
RM35UA13MW_39.0 | A1-A2
RM35UA13MW_4.0 | IEC60255-27,Supply / Input 1, IEC60255-27,Supply / Input 2, IEC60255-27,Supply / Input 3, IEC60255-27,Supply / Output 1, IEC60255-27,Supply / Output 2, IEC60255-27,Output 1 / Output 2, IEC60255-27,Input 1 / Output 1, IEC60255-27,Input 1 / Output 2, IEC60255-27,Input 2 / Output 1, IEC60255-27,Input 2 / Output 2, IEC60255-27,Input 3 / Output 1, IEC60255-27,Input 3 / Output 2, IEC60255-27,Input 1 / Input 2, IEC60255-27,Input 2 / Input 3, IEC60255-27,Input 1 / Input 3,
RM35UA13MW_40.0 | 3 ¦ IEC60664-1
RM35UA13MW_41.0 | IEC60947-5-1
RM35UA13MW_42.0 | 0.6…1 ¦ IEC60947-1,Tightening torque,
RM35UA13MW_43.0 | 0.035mm from 10Hz…150Hz ¦ IEC60068-2-6
RM35UA13MW_45.0 | +/- 10% of full scales
RM35UA13MW_47.0 | +/- 2%
RM35UA13MW_48.0 | MTTF, B10,
RM35UA13MW_49.0 | IEC60947-5-1,Relay Output by external fuse, IEC62314,Solid State Output by external fuse,
RM35UA13MW_5.0 | 10
RM35UA13MW_50.0 | Any position ¦ ,In relation to normal vertical mounting plane,
RM35UA13MW_51.0 | On Top Hat 35mm DIN rail ¦ IEC/EN 60715,Without socket, - ¦ IEC/EN 60715,With socket,
RM35UA13MW_53.0 | 11-12-14, 21-22-24
RM35UA13MW_54.0 | 2 x C/O relay contacts
RM35UA13MW_55.0 | III ¦ IEC60664-1
RM35UA13MW_59.0 | ~ 250 ¦ ,Maximum switching voltage, 5 ¦ ,Maximum switching current, 1250 ¦ ,Maximum switching capacity,
RM35UA13MW_6.0 | 1 x 105 switching cycles ¦ IEC60947-4-1,AC-1, IEC60947-4-1,DC-1, IEC60947-5-1,AC-15, IEC60947-5-1,DC-13,
RM35UA13MW_60.0 | 5 ¦ IEC60947-5-4,Minimum switching voltage, 10 ¦ IEC60947-5-4,Minimum switching current, 50 ¦ IEC60947-5-4,Minimum switching capacity,
RM35UA13MW_61.0 | Not specified ¦ ,Horizontal, Not specified ¦ ,Vertical,
RM35UA13MW_62.0
RM35UA13MW_63.0 | Energized on fault-free ¦ ,R1 (11-12-14), R2 (21-22-24),
RM35UA13MW_64.0
RM35UA13MW_65.0
RM35UA13MW_67.0 | ~ 3.5VA, -- 0.6W
RM35UA13MW_68.0 | · ¦ ,"OFF" delay, - ¦ ,"ON" delay, - ¦ ,Inhibition,
RM35UA13MW_7.0 | IEC60664-1,Supply, IEC60664-1,Input 1, IEC60664-1,Input 2, IEC60664-1,Input 3, IEC60664-1,Output 1, IEC60664-1,Output 2, IEC60664-1,Supply / Input 1,Galvanic IEC60664-1,Supply / Input 2,Isolated IEC60664-1,Supply / Input 3,Circuit IEC60664-1,Supply / Output 1, IEC60664-1,Supply / Output 2, IEC60664-1,Output 1 / Output 2, IEC60664-1,Input 1 / Output 1, IEC60664-1,Input 1 / Output 2, IEC60664-1,Input 2 / Output 1, > 500MOhm @ -- 500V ¦ IEC60664-1,Input 2 / Output 2, IEC60664-1,Input 3 / Output 1, IEC60664-1,Input 3 / Output 2, IEC60664-1,Input 1 / Input 2, IEC60664-1,Input 2 / Input 3, IEC60664-1,Input 1 / Input 3,
RM35UA13MW_70.0 | Not specified Not specified
RM35UA13MW_77.0 | IEC61810-1,Rated switching current,
RM35UA13MW_78.0 | IEC61810-1,Rated switching voltage,
RM35UA13MW_8.0 | IEC60664-1,Supply, IEC60664-1,Input 1, IEC60664-1,Input 2, IEC60664-1,Input 3, 4 ¦ IEC60664-1,Output 1, IEC60664-1,Output 2, IEC60664-1,Supply / Input 1,Galvanic IEC60664-1,Supply / Input 2,Isolated IEC60664-1,Supply / Input 3,Circuit IEC60664-1,Supply / Output 1, IEC60664-1,Supply / Output 2, IEC60664-1,Output 1 / Output 2, IEC60664-1,Input 1 / Output 1, IEC60664-1,Input 1 / Output 2, IEC60664-1,Input 2 / Output 1, 2 @ 50Hz for 1 minutes ¦ IEC60664-1,Input 2 / Output 2, IEC60664-1,Input 3 / Output 1, IEC60664-1,Input 3 / Output 2, IEC60664-1,Input 1 / Input 2, IEC60664-1,Input 2 / Input 3, IEC60664-1,Input 1 / Input 3,
RM35UA13MW_9.0 | 30 x 106 switching cycles ¦ IEC61810-1
RM35UA13MW_92.0 | - ¦ IEC62314,Only for solid state output,
RM35UA13MW_93.0 | - ¦ IEC62314,Only for solid state output,
RM35UA13MW_96.0 | Adjustable 0.3…30 ¦ ,"OFF" delay, - ¦ ,"ON" delay, - ¦ ,Inhibition,
RM35UB330 | 3K9 (refer absolute Humidity 36g/m3 as worst case product Mission Profile RH evaluation) ¦ IEC60721-3-3,Climatic category, Class C ¦ Germanisher Lloyd,Environmental category, 6 cycles 24h ; +25°C +55°C ; RH: 93%..97% ¦ IEC60947-5-1,Cyclic Damp Heat Test, 220..480 AC ¦ ,Supply,Rated - ¦ ,Input 1,Voltage - ¦ ,Input 2,Spec - ¦ ,Input 3, 250V ¦ ,Output 1, 250V ¦ ,Output 2, Resistive Voltage Step Down ¦ ,Measurement mode, Yes - - 1) When input monitored @ normal condition, output is always energized 2) When input monitored @ fault condition, output is always de-energized Cannot declare MTTF = MTTFd (Note: customer confuses as safety product) ¦ ,MTTFd, Cannot declare B10 = B10d (Note: customer confuses as safety product) ¦ ,B10d, Drawing / Diagram
RM35UB330_1.0 | 72 ¦ ,Depth,
RM35UB330_10.0 | =< 650 Internal Design spec: >300ms and =< 650ms when product is fully discharged at min rated voltage
RM35UB330_11.0 | ~ 3 x 220…3 x 480 ~ 3 x 194…3 x 528
RM35UB330_12.0 | -20oC..+50oC @50Hz -20oC..+50oC @60Hz ¦ ,Operation,
RM35UB330_13.0 | -40oC..+70oC ¦ ,Storage,
RM35UB330_14.0 | 10gn - 16ms ; 1000 X 6 axis (Non-Operating) ¦ IEC60068-2-29
RM35UB330_15.0 | 6mm (Screw Terminal) ¦ ,Cable stripping length,
RM35UB330_16.0 | L1, L2, L3 ¦ ,Supply,Terminal - ¦ ,Input 1, - ¦ ,Input 2, - ¦ ,Input 3, 11,12,14 ¦ ,Output 1, 21,22,24 ¦ ,Output 2,
RM35UB330_17.0 | 1 conductor: 0.5…3.3 (AWG 20…AWG 12) 2 conductors: 0.5…2.5 (AWG 20…AWG 14) ¦ IEC60947-1,Solid cable without cable end (screw terminal), 1 conductor: 0.5…2.5 (AWG 20…AWG 14) 2 conductors: 0.5…1.5 (AWG 20…AWG 16) ¦ IEC60947-1,Flexible cable with cable end (screw terminal), - ¦ IEC60947-1,Solid cable (spring terminal), - ¦ IEC60947-1,Flexible cable (spring terminal),
RM35UB330_18.0 | Cadmium free
RM35UB330_19.0 | -
RM35UB330_2.0 | 90 ¦ ,Height,
RM35UB330_20.0 | - ¦ IEC60255-27,Supply / Input 1, - ¦ IEC60255-27,Supply / Input 2, - ¦ IEC60255-27,Supply / Input 3, 2.0kV, 50/60Hz for 1 min ¦ IEC60255-27,Supply / Output 1, 2.0kV, 50/60Hz for 1 min ¦ IEC60255-27,Supply / Output 2, 2.0kV, 50/60Hz for 1 min ¦ IEC60255-27,Output 1 / Output 2, - ¦ IEC60255-27,Input 1 / Output 1, - ¦ IEC60255-27,Input 1 / Output 2, - ¦ IEC60255-27,Input 2 / Output 1, - ¦ IEC60255-27,Input 2 / Output 2, - ¦ IEC60255-27,Input 3 / Output 1, - ¦ IEC60255-27,Input 3 / Output 2, - ¦ IEC60255-27,Input 1 / Input 2, - ¦ IEC60255-27,Input 2 / Input 3, - ¦ IEC60255-27,Input 1 / Input 3,
RM35UB330_21.0 | EN/IEC 60255-1/60255-26/60255-27; EN/IEC 61000-6-1 to 61000-6-4; UL 508; CSA C22.2 No. 14, GB/T14048.5 2014/35/EU 2014/30/EU 2011/65/EU
RM35UB330_22.0 | 1
RM35UB330_23.0 | IEC61000-6-1, IEC 61000-6-2 ¦ ,Generic immunity standard, Level III (Contact : 6kV / Air : 8kV) ¦ IEC61000-4-2,Electrostatic discharge, Level I (10V/m: 2.0GHz to 2.7GHz) Level II (10V/m: 1.4 GHz to 2.0GHz) Level III (10V/m : 80MHz to 1GHz) ¦ IEC61000-4-3,Radiated RF & electromagnetic field, Level III (Supply: 2kV, 5kHz/100kHz) (I/O: 1kV, 5kHz/100kHz) ¦ IEC61000-4-4,Fast transient / burst, Level III (Supply:CM: 2kV, DM: 1KV) (I/O:CM: 0.5kV, DM: 0.5KV) ¦ IEC61000-4-5,Surge, Level III (10Vrms : 0.15MHz to 80MHz) ¦ IEC61000-4-6,Conducted RF disturbance, Level IV (30A/m : continous) (300A/m : 3s) ¦ IEC61000-4-8,Power frequency magnetic field, Class II 0%, 1/2 cycle 0%, 1 cycle 70% 25 cycles (50Hz) 70%, 30 cycles (60Hz) 0%, 250 cycles (50Hz) 0%, 300 cycles (60Hz) ¦ IEC61000-4-11,Voltage dips, short interruption & variations on power line, Level III (Supply:CM: 2.5kV, DM: 1KV) (I/O:CM: 2.5kV, DM: 1KV) ¦ IEC61000-4-18,1 MHz oscillation wave, - ¦ IEC61000-4-29,DC voltage interruption, - ¦ IEC61000-4-13,Low frequency harmonics, DC Supply : 50 Hz to 10 kHz, 3Vrms (Max 2W) - Not applicable AC Supply : 1st…200th harmonics, Max 2W ¦ Germanisher Lloyd,Conducted low frequency interference (harmonics), IEC61000-6-3, IEC 61000-6-4 ¦ ,Generic emission standard, Class B ¦ EN55022 / CISPR22,Radiated RF & electromagnetic field (IT equiment), Class B, Group 1 ¦ EN55011 / CISPR11,Radiated RF & electromagnetic field (Medical equiment), EMC 2 ¦ Germanisher Lloyd,Radiated emission from enclosure port, Class B ¦ EN55022 / CISPR22,Conducted RF emission on power line (IT equiment), Class B, Group 1 ¦ EN55011 / CISPR11,Conducted RF emission on power line (Medical equiment), EMC 2 ¦ Germanisher Lloyd,Conducted emission,
RM35UB330_24.0 | All phase cut recover ¦ ,Phase cut, Total phase swap recover Internal design spec: L23 lags L13 < 180o ¦ ,Phase sequence, - ¦ ,Over / undervoltage (symmetry windows mode), Fixed 2% of selected Un Internal design spec: 2% +/- 1.5% ¦ ,Over voltage, Fixed 2% of selected Un Internal design spec: 2% +/- 1.5% ¦ ,Undervoltage , - ¦ ,Phase asymmetry, - ¦ ,Disconnection of neutral, - ¦ ,Voltage Regeneration, All phases > 205V Internal design spec: All phases >190V +/- 5% ¦ ,Extreme undervoltage (Phase loss), Internal design spec: All phases > <533V +/- 5% ¦ ,Extreme Overvoltage, - ¦ ,Extreme Asymmetry,
RM35UB330_25.0 | 50 / 60 ¦ ,Rated frequency, 45…66 ¦ ,Frequency operating range,
RM35UB330_26.0 | 220, 380, 400, 415, 440, 480 ¦ ,Input nominal voltage selection,
RM35UB330_27.0 | L1-L2-L3 ¦ ,Input terminal,
RM35UB330_28.0 | - ¦ ,Internal input resistance,
RM35UB330_29.0 | IP20 ¦ IEC60529,Terminal Block, IP30 ¦ IEC60529,Housing, - ¦ IEC60529,Front Panel,
RM35UB330_298.0 | 130
RM35UB330_3.0 | 35 ¦ ,Width,
RM35UB330_30.0 | Un (Green) R1 (Amber) R2 (Amber) Un - ON ¦ ,Power supply availability, Un - OFF ¦ ,Power supply not availability, R - Slow Blink (50% ON; 50% OFF) @ 1Hz ¦ ,Timing in-progress, R1 / R2 - ON ¦ ,Output is energized, R 1 / R2 - OFF ¦ ,Output is de-energized, All LEDs - Fast Blink (5% ON; 95% OFF) @ 1Hz ¦ ,Range Setting Changes, R 1 / R2 - OFF ¦ ,Phase Cut, R 1 / R2 - OFF ¦ ,Phase Sequence Swap, R2 - OFF ¦ ,Undervoltage <U, R 1 - OFF ¦ ,Overvoltage >U, - ¦ ,Phase Asymmetry, - ¦ ,Voltage Regeneration, R 1 / R2 - OFF ¦ ,Extreme Undervoltage <U (Phase loss), R 1 / R2 - OFF ¦ ,Extreme Overvoltage >U, - ¦ ,Extreme Phase Asymmetry,
RM35UB330_31.0 | UL, CSA, DNVGL, RCM, EAC, CCC, CE, China ROHS
RM35UB330_32.0 | UL, CSA, DNVGL, RCM, EAC, CCC, CE, China ROHS
RM35UB330_33.0 | 6 cycles 24h ; +25°C +55°C ; RH: 93%..97% ¦ IEC60068-2-30,Damp heat,XX
RM35UB330_34.0 | =< 1500 at maximum rated supply voltage ¦ ,through Un power reset, - ¦ ,through front panel reset, - ¦ ,through input control reset,
RM35UB330_35.0 | =< 200 ¦ ,on crossing the threshold, - - - -
RM35UB330_36.0 | Horizontal (x,z): ±3.5mm from 1Hz…9Hz 1g from 9Hz..35Hz Vertical (y): ±1.5mm from 1Hz…9Hz 0.5g from 9Hz..35Hz ¦ IEC60068-3-3
RM35UB330_37.0 | 15gn - 11ms ; 3 X 6 axis (Non-Operating) 5gn - 11ms ; 3 X 6 axis (Operating) ¦ IEC60068-2-27
RM35UB330_38.0 | 50 / 60 45…66
RM35UB330_39.0 | L1-N
RM35UB330_4.0 | - ¦ IEC60255-27,Supply / Input 1, - ¦ IEC60255-27,Supply / Input 2, - ¦ IEC60255-27,Supply / Input 3, >100 MOhm at 500 V DC ¦ IEC60255-27,Supply / Output 1, >100 MOhm at 500 V DC ¦ IEC60255-27,Supply / Output 2, >100 MOhm at 500 V DC ¦ IEC60255-27,Output 1 / Output 2, - ¦ IEC60255-27,Input 1 / Output 1, - ¦ IEC60255-27,Input 1 / Output 2, - ¦ IEC60255-27,Input 2 / Output 1, - ¦ IEC60255-27,Input 2 / Output 2, - ¦ IEC60255-27,Input 3 / Output 1, - ¦ IEC60255-27,Input 3 / Output 2, - ¦ IEC60255-27,Input 1 / Input 2, - ¦ IEC60255-27,Input 2 / Input 3, - ¦ IEC60255-27,Input 1 / Input 3,
RM35UB330_40.0 | 3 ¦ IEC60664-1
RM35UB330_41.0 | 5A ¦ IEC60947-5-1
RM35UB330_42.0 | 0.6…1 Nm ¦ IEC60947-1,Tightening torque,
RM35UB330_43.0 | 0.075 mm (f = 10...58.1 Hz), 1 gn (f = 58.1...150Hz) (Non-Operating) 0.035 mm (f = 10...60.1 Hz), 0.5 gn (f = 60.1...150Hz) (Operating) ¦ IEC60068-2-6
RM35UB330_44.0 | +/- 10% of selected Un Internal Design spec: 9% of selected Un (5% Base accuracy, 2% Marking, 2% Equipment uncertainty) ¦ ,Setting accuracy,
RM35UB330_45.0 | +/- 10% of full scales value Internal Design Spec: +/- 10% of full scales value (potentiometer turns left to right and oppossite)
RM35UB330_46.0 | +/- 0.5% ¦ ,Repeat accuracy (constant parameters),
RM35UB330_47.0 | +/- 3%
RM35UB330_48.0 | 2,800,000 hours ¦ ,MTTF, 300,000 hours ¦ ,B10,
RM35UB330_49.0 | 5A ¦ IEC60947-5-1,Relay Output by external fuse, - ¦ IEC62314,Solid State Output by external fuse,
RM35UB330_5.0 | =<20 @ Output Energized Internal Design Spec: =<40 @ Output Energized
RM35UB330_50.0 | Any position ¦ ,In relation to normal vertical mounting plane,
RM35UB330_51.0 | On 35 mm DIN rail ¦ IEC/EN 60715,Without socket, - ¦ IEC/EN 60715,With socket,
RM35UB330_53.0 | 11-12-14, 21-22-24
RM35UB330_54.0 | 1 x C/O + 1 x C/O relay contacts
RM35UB330_55.0 | 3 ¦ IEC60664-1
RM35UB330_58.0 | 150ms / measurement as true rms value ¦ ,Maximum measuring cycles,
RM35UB330_59.0 | 250V ¦ ,Maximum switching voltage, 5A ¦ ,Maximum switching current, - ¦ ,Maximum switching capacity,
RM35UB330_6.0 | NO: 250VAC/5A, 100k cycles ¦ IEC60947-4-1,AC-1, NO: 24VDC/5A, 100k cycles ¦ IEC60947-4-1,DC-1, NO: 250VAC/0.15A, 100k cycles ¦ IEC60947-5-1,AC-15, NO: 24VDC/1A, 100k cycles ¦ IEC60947-5-1,DC-13,
RM35UB330_60.0 | - ¦ IEC60947-5-4,Minimum switching voltage, - ¦ IEC60947-5-4,Minimum switching current, NO: 12V/10mA, MCTF > 80,000,000 ¦ IEC60947-5-4,Minimum switching capacity,
RM35UB330_61.0 | 1x product height ¦ ,Horizontal, 1x product width ¦ ,Vertical,
RM35UB330_62.0 | 1
RM35UB330_63.0 | Energized on fault-free ¦ ,R1 (11-12-14), Energized on fault-free ¦ ,R2 (21-22-24),
RM35UB330_64.0 | -
RM35UB330_65.0 | -
RM35UB330_66.0 | - ¦ ,permissible input overload,
RM35UB330_67.0 | 28VA @ 480VAC, 60Hz 18VA @ 400VAC, 50Hz
RM35UB330_68.0 | Yes ¦ ,"OFF" delay, - ¦ ,"ON" delay, - ¦ ,Inhibition,
RM35UB330_69.0 | 1 or more phase cut ¦ ,Phase cut, Total swap of phase Internal design spec: L23 lags L13 >= 180o ¦ ,Phase sequence, - ¦ ,Over / undervoltage (symmetry windows mode), Adjustable 2%...20% of selected Un ¦ ,Over voltage, Adjustable 2%...20% of selected Un ¦ ,Undervoltage , - ¦ ,Phase asymmetry, - ¦ ,Disconnection of neutral, - ¦ ,Voltage Regeneration, 1 or more phase < 150V Internal design spec: 1 or more phase <188V +/- 5% ¦ ,Extreme undervoltage (Phase loss), Internal design spec: 543V +/- 5% ¦ ,Extreme Overvoltage, Internal design spec: 48% +/- 6% ¦ ,Extreme Asymmetry,
RM35UB330_7.0 | 4kV, OVC3 ¦ IEC60664-1,Supply, - ¦ IEC60664-1,Input 1, - ¦ IEC60664-1,Input 2, - ¦ IEC60664-1,Input 3, - ¦ IEC60664-1,Output 1, - ¦ IEC60664-1,Output 2, - ¦ IEC60664-1,Supply / Input 1,Galvanic - ¦ IEC60664-1,Supply / Input 2,Isolated - ¦ IEC60664-1,Supply / Input 3,Circuit 4kV, OVC3 ¦ IEC60664-1,Supply / Output 1, 4kV, OVC3 ¦ IEC60664-1,Supply / Output 2, 4kV, OVC3 ¦ IEC60664-1,Output 1 / Output 2, - ¦ IEC60664-1,Input 1 / Output 1, - ¦ IEC60664-1,Input 1 / Output 2, - ¦ IEC60664-1,Input 2 / Output 1, - ¦ IEC60664-1,Input 2 / Output 2, - ¦ IEC60664-1,Input 3 / Output 1, - ¦ IEC60664-1,Input 3 / Output 2, - ¦ IEC60664-1,Input 1 / Input 2, - ¦ IEC60664-1,Input 2 / Input 3, - ¦ IEC60664-1,Input 1 / Input 3,
RM35UB330_70.0 | - -
RM35UB330_71.0 | < 1% of selected Un ¦ ,Measurement error with supply voltage variation, < 0.05% / oC ¦ ,Measurement error with temperature variation,
RM35UB330_77.0 | 5A ¦ IEC61810-1,Rated switching current,
RM35UB330_78.0 | 250V ¦ IEC61810-1,Rated switching voltage,
RM35UB330_8.0 | 500V ¦ IEC60664-1,Supply, - ¦ IEC60664-1,Input 1, - ¦ IEC60664-1,Input 2, - ¦ IEC60664-1,Input 3, 250V ¦ IEC60664-1,Output 1, 250V ¦ IEC60664-1,Output 2, - ¦ IEC60664-1,Supply / Input 1,Galvanic - ¦ IEC60664-1,Supply / Input 2,Isolated - ¦ IEC60664-1,Supply / Input 3,Circuit 500V ¦ IEC60664-1,Supply / Output 1, 500V ¦ IEC60664-1,Supply / Output 2, 250V ¦ IEC60664-1,Output 1 / Output 2, - ¦ IEC60664-1,Input 1 / Output 1, - ¦ IEC60664-1,Input 1 / Output 2, - ¦ IEC60664-1,Input 2 / Output 1, - ¦ IEC60664-1,Input 2 / Output 2, - ¦ IEC60664-1,Input 3 / Output 1, - ¦ IEC60664-1,Input 3 / Output 2, - ¦ IEC60664-1,Input 1 / Input 2, - ¦ IEC60664-1,Input 2 / Input 3, - ¦ IEC60664-1,Input 1 / Input 3,
RM35UB330_81.0 | governed by response time only, status reflects to both R1 & R2 ¦ ,Phase lost , governed by response time only, status reflects to both R1 & R2 ¦ ,Phase sequence, - ¦ ,Over / undervoltage (symmetry windows mode), governed by time delay Tt1, status reflects to R1 ¦ ,Over voltage, governed by time delay Tt2, status reflects to R2 ¦ ,Undervoltage , - ¦ ,Phase asymmetry, - ¦ ,Disconnection of neutral, - ¦ ,Voltage Regeneration, governed by response time only, status reflects to both R1 & R2 ¦ ,Extreme undervoltage, governed by response time only, status reflects to both R1 & R2 ¦ ,Extreme overvoltage, governed by response time only, status reflects to both R1 & R2 ¦ ,Extreme asymmetry,
RM35UB330_9.0 | 30 x 106 cycles ¦ IEC61810-1
RM35UB330_92.0 | - ¦ IEC62314,Only for solid state output,
RM35UB330_93.0 | - ¦ IEC62314,Only for solid state output,
RM35UB330_94.0 | True RMS ¦ ,Measurement method,
RM35UB330_95.0 | - ¦ ,Phase lost , - ¦ ,Phase sequence, - ¦ ,Over / undervoltage (symmetry windows mode), +2…+20 % in the ranges 3 x ~ 220…440 +2…+10 % in the range 3 x ~ 480 ¦ ,Over voltage, -12…-2 % in the range 3 x ~ 220 -20…-2 % in the ranges 3 x ~ 380…480 ¦ ,Undervoltage , - ¦ ,Phase asymmetry, - ¦ ,Disconnection of neutral, - ¦ ,Voltage Regeneration, - ¦ ,Extreme undervoltage, - ¦ ,Extreme Overvoltage, - ¦ ,Extreme Asymmetry,
RM35UB330_96.0 | Adjustable Tt1 0.1…30 for overvoltage @ R1 (11-12-14) Adjustable Tt2 0.1…30 for undervoltage @ R2 (21-22-24) ¦ ,"OFF" delay, - ¦ ,"ON" delay, - ¦ ,Inhibition,
RM35UB3N30 | 3K9 (refer absolute Humidity 36g/m3 as worst case product Mission Profile RH evaluation) ¦ IEC60721-3-3,Climatic category, Class C ¦ Germanisher Lloyd,Environmental category, 6 cycles 24h ; +25°C +55°C ; RH: 93%..97% ¦ IEC60947-5-1,Cyclic Damp Heat Test, 120..277 AC ¦ ,Supply,Rated - ¦ ,Input 1,Voltage - ¦ ,Input 2,Spec - ¦ ,Input 3, 250V ¦ ,Output 1, 250V ¦ ,Output 2, Resistive Voltage Step Down ¦ ,Measurement mode, Yes - - 1) When input monitored @ normal condition, output is always energized 2) When input monitored @ fault condition, output is always de-energized Cannot declare MTTF = MTTFd (Note: customer confuses as safety product) ¦ ,MTTFd, Cannot declare B10 = B10d (Note: customer confuses as safety product) ¦ ,B10d, Drawing / Diagram
RM35UB3N30_1.0 | 72 ¦ ,Depth,
RM35UB3N30_10.0 | =< 650 Internal Design spec: >300ms and =< 650ms when product is fully discharged at min rated voltage
RM35UB3N30_11.0 | ~ 3 x 120…3 x 277 ~ 3 x 114…3 x 329
RM35UB3N30_12.0 | -20oC..+50oC @50Hz -20oC..+50oC @60Hz ¦ ,Operation,
RM35UB3N30_13.0 | -40oC..+70oC ¦ ,Storage,
RM35UB3N30_14.0 | 10gn - 16ms ; 1000 X 6 axis (Non-Operating) ¦ IEC60068-2-29
RM35UB3N30_15.0 | 6mm (Screw Terminal) ¦ ,Cable stripping length,
RM35UB3N30_16.0 | L1, L2, L3, N ¦ ,Supply,Terminal - ¦ ,Input 1, - ¦ ,Input 2, - ¦ ,Input 3, 11,12,14 ¦ ,Output 1, 21,22,24 ¦ ,Output 2,
RM35UB3N30_17.0 | 1 conductor: 0.5…3.3 (AWG 20…AWG 12) 2 conductors: 0.5…2.5 (AWG 20…AWG 14) ¦ IEC60947-1,Solid cable without cable end (screw terminal), 1 conductor: 0.5…2.5 (AWG 20…AWG 14) 2 conductors: 0.5…1.5 (AWG 20…AWG 16) ¦ IEC60947-1,Flexible cable with cable end (screw terminal), - ¦ IEC60947-1,Solid cable (spring terminal), - ¦ IEC60947-1,Flexible cable (spring terminal),
RM35UB3N30_18.0 | Cadmium free
RM35UB3N30_19.0 | -
RM35UB3N30_2.0 | 90 ¦ ,Height,
RM35UB3N30_20.0 | - ¦ IEC60255-27,Supply / Input 1, - ¦ IEC60255-27,Supply / Input 2, - ¦ IEC60255-27,Supply / Input 3, 2.0kV, 50/60Hz for 1 min ¦ IEC60255-27,Supply / Output 1, 2.0kV, 50/60Hz for 1 min ¦ IEC60255-27,Supply / Output 2, 2.0kV, 50/60Hz for 1 min ¦ IEC60255-27,Output 1 / Output 2, - ¦ IEC60255-27,Input 1 / Output 1, - ¦ IEC60255-27,Input 1 / Output 2, - ¦ IEC60255-27,Input 2 / Output 1, - ¦ IEC60255-27,Input 2 / Output 2, - ¦ IEC60255-27,Input 3 / Output 1, - ¦ IEC60255-27,Input 3 / Output 2, - ¦ IEC60255-27,Input 1 / Input 2, - ¦ IEC60255-27,Input 2 / Input 3, - ¦ IEC60255-27,Input 1 / Input 3,
RM35UB3N30_21.0 | EN/IEC 60255-1/60255-26/60255-27; EN/IEC 61000-6-1 to 61000-6-4; UL 508; CSA C22.2 No. 14, GB/T14048.5 2014/35/EU 2014/30/EU 2011/65/EU
RM35UB3N30_22.0 | 1
RM35UB3N30_23.0 | IEC61000-6-1, IEC 61000-6-2 ¦ ,Generic immunity standard, Level III (Contact : 6kV / Air : 8kV) ¦ IEC61000-4-2,Electrostatic discharge, Level I (10V/m: 2.0GHz to 2.7GHz) Level II (10V/m: 1.4 GHz to 2.0GHz) Level III (10V/m : 80MHz to 1GHz) ¦ IEC61000-4-3,Radiated RF & electromagnetic field, Level III (Supply: 2kV, 5kHz/100kHz) (I/O: 1kV, 5kHz/100kHz) ¦ IEC61000-4-4,Fast transient / burst, Level III (Supply:CM: 2kV, DM: 1KV) (I/O:CM: 0.5kV, DM: 0.5KV) ¦ IEC61000-4-5,Surge, Level III (10Vrms : 0.15MHz to 80MHz) ¦ IEC61000-4-6,Conducted RF disturbance, Level IV (30A/m : continous) (300A/m : 3s) ¦ IEC61000-4-8,Power frequency magnetic field, Class II 0%, 1/2 cycle 0%, 1 cycle 70% 25 cycles (50Hz) 70%, 30 cycles (60Hz) 0%, 250 cycles (50Hz) 0%, 300 cycles (60Hz) ¦ IEC61000-4-11,Voltage dips, short interruption & variations on power line, Level III (Supply:CM: 2.5kV, DM: 1KV) (I/O:CM: 2.5kV, DM: 1KV) ¦ IEC61000-4-18,1 MHz oscillation wave, - ¦ IEC61000-4-29,DC voltage interruption, - ¦ IEC61000-4-13,Low frequency harmonics, DC Supply : 50 Hz to 10 kHz, 3Vrms (Max 2W) - Not applicable AC Supply : 1st…200th harmonics, Max 2W ¦ Germanisher Lloyd,Conducted low frequency interference (harmonics), IEC61000-6-3, IEC 61000-6-4 ¦ ,Generic emission standard, Class B ¦ EN55022 / CISPR22,Radiated RF & electromagnetic field (IT equiment), Class B, Group 1 ¦ EN55011 / CISPR11,Radiated RF & electromagnetic field (Medical equiment), EMC 2 ¦ Germanisher Lloyd,Radiated emission from enclosure port, Class B ¦ EN55022 / CISPR22,Conducted RF emission on power line (IT equiment), Class B, Group 1 ¦ EN55011 / CISPR11,Conducted RF emission on power line (Medical equiment), EMC 2 ¦ Germanisher Lloyd,Conducted emission,
RM35UB3N30_24.0 | All phase cut recover ¦ ,Phase cut, Total phase swap recover Internal design spec: L23 lags L13 < 180o ¦ ,Phase sequence, - ¦ ,Over / undervoltage (symmetry windows mode), Fixed 2% of selected Un Internal design spec: 2% +/- 1.5% ¦ ,Over voltage, Fixed 2% of selected Un Internal design spec: 2% +/- 1.5% ¦ ,Undervoltage , - ¦ ,Phase asymmetry, - ¦ ,Disconnection of neutral, - ¦ ,Voltage Regeneration, All phases > 100V Internal design spec: All phases >88V +/- 5% ¦ ,Extreme undervoltage (Phase loss), Internal design spec: All phases <358V +/- 5% ¦ ,Extreme Overvoltage, - ¦ ,Extreme Asymmetry,
RM35UB3N30_25.0 | 50 / 60 ¦ ,Rated frequency, 45…66 ¦ ,Frequency operating range,
RM35UB3N30_26.0 | 120, 127, 220, 230, 240, 260, 277 ¦ ,Input nominal voltage selection,
RM35UB3N30_27.0 | L1-L2-L3-N ¦ ,Input terminal,
RM35UB3N30_28.0 | - ¦ ,Internal input resistance,
RM35UB3N30_29.0 | IP20 ¦ IEC60529,Terminal Block, IP30 ¦ IEC60529,Housing, - ¦ IEC60529,Front Panel,
RM35UB3N30_298.0 | 130
RM35UB3N30_3.0 | 35 ¦ ,Width,
RM35UB3N30_30.0 | Un (Green) R1 (Amber) R2 (Amber) Un - ON ¦ ,Power supply availability, Un - OFF ¦ ,Power supply not availability, R - Slow Blink (50% ON; 50% OFF) @ 1Hz ¦ ,Timing in-progress, R1 / R2 - ON ¦ ,Output is energized, R 1 / R2 - OFF ¦ ,Output is de-energized, All LEDs - Fast Blink (5% ON; 95% OFF) @ 1Hz ¦ ,Range Setting Changes, R 1 / R2 - OFF ¦ ,Phase Cut, R 1 / R2 - OFF ¦ ,Phase Sequence Swap, R2 - OFF ¦ ,Undervoltage <U, R 1 - OFF ¦ ,Overvoltage >U, - ¦ ,Phase Asymmetry, - ¦ ,Voltage Regeneration, R 1 / R2 - OFF ¦ ,Extreme Undervoltage <U (Phase loss), R 1 / R2 - OFF ¦ ,Extreme Overvoltage >U, - ¦ ,Extreme Phase Asymmetry,
RM35UB3N30_31.0 | UL, CSA, DNVGL, RCM, EAC, CCC, CE, China ROHS
RM35UB3N30_32.0 | UL, CSA, DNVGL, RCM, EAC, CCC, CE, China ROHS
RM35UB3N30_33.0 | 6 cycles 24h ; +25°C +55°C ; RH: 93%..97% ¦ IEC60068-2-30,Damp heat,XX
RM35UB3N30_34.0 | =< 1500 at maximum rated supply voltage ¦ ,through Un power reset, - ¦ ,through front panel reset, - ¦ ,through input control reset,
RM35UB3N30_35.0 | =< 200 ¦ ,on crossing the threshold, - - - -
RM35UB3N30_36.0 | Horizontal (x,z): ±3.5mm from 1Hz…9Hz 1g from 9Hz..35Hz Vertical (y): ±1.5mm from 1Hz…9Hz 0.5g from 9Hz..35Hz ¦ IEC60068-3-3
RM35UB3N30_37.0 | 15gn - 11ms ; 3 X 6 axis (Non-Operating) 5gn - 11ms ; 3 X 6 axis (Operating) ¦ IEC60068-2-27
RM35UB3N30_38.0 | 50 / 60 45…66
RM35UB3N30_39.0 | L1-L3
RM35UB3N30_4.0 | - ¦ IEC60255-27,Supply / Input 1, - ¦ IEC60255-27,Supply / Input 2, - ¦ IEC60255-27,Supply / Input 3, >100 MOhm at 500 V DC ¦ IEC60255-27,Supply / Output 1, >100 MOhm at 500 V DC ¦ IEC60255-27,Supply / Output 2, >100 MOhm at 500 V DC ¦ IEC60255-27,Output 1 / Output 2, - ¦ IEC60255-27,Input 1 / Output 1, - ¦ IEC60255-27,Input 1 / Output 2, - ¦ IEC60255-27,Input 2 / Output 1, - ¦ IEC60255-27,Input 2 / Output 2, - ¦ IEC60255-27,Input 3 / Output 1, - ¦ IEC60255-27,Input 3 / Output 2, - ¦ IEC60255-27,Input 1 / Input 2, - ¦ IEC60255-27,Input 2 / Input 3, - ¦ IEC60255-27,Input 1 / Input 3,
RM35UB3N30_40.0 | 3 ¦ IEC60664-1
RM35UB3N30_41.0 | 5A ¦ IEC60947-5-1
RM35UB3N30_42.0 | 0.6…1 Nm ¦ IEC60947-1,Tightening torque,
RM35UB3N30_43.0 | 0.075 mm (f = 10...58.1 Hz), 1 gn (f = 58.1...150Hz) (Non-Operating) 0.035 mm (f = 10...60.1 Hz), 0.5 gn (f = 60.1...150Hz) (Operating) ¦ IEC60068-2-6
RM35UB3N30_44.0 | +/- 10% of selected Un Internal Design spec: 9% of selected Un (5% Base accuracy, 2% Marking, 2% Equipment uncertainty) ¦ ,Setting accuracy,
RM35UB3N30_45.0 | +/- 10% of full scales value Internal Design Spec: +/- 10% of full scales value (potentiometer turns left to right and oppossite)
RM35UB3N30_46.0 | +/- 0.5% ¦ ,Repeat accuracy (constant parameters),
RM35UB3N30_47.0 | +/- 3%
RM35UB3N30_48.0 | 4,400,000 hours ¦ ,MTTF, 470,000 hours ¦ ,B10,
RM35UB3N30_49.0 | 5A ¦ IEC60947-5-1,Relay Output by external fuse, - ¦ IEC62314,Solid State Output by external fuse,
RM35UB3N30_5.0 | 5
RM35UB3N30_50.0 | Any position ¦ ,In relation to normal vertical mounting plane,
RM35UB3N30_51.0 | On 35 mm DIN rail ¦ IEC/EN 60715,Without socket, - ¦ IEC/EN 60715,With socket,
RM35UB3N30_53.0 | 11-12-14, 21-22-24
RM35UB3N30_54.0 | 1 x C/O + 1 x C/O relay contacts
RM35UB3N30_55.0 | 3 ¦ IEC60664-1
RM35UB3N30_58.0 | 150ms / measurement as true rms value ¦ ,Maximum measuring cycles,
RM35UB3N30_59.0 | 250V ¦ ,Maximum switching voltage, 5A ¦ ,Maximum switching current, - ¦ ,Maximum switching capacity,
RM35UB3N30_6.0 | NO: 250VAC/5A, 100k cycles ¦ IEC60947-4-1,AC-1, NO: 24VDC/5A, 100k cycles ¦ IEC60947-4-1,DC-1, NO: 250VAC/0.15A, 100k cycles ¦ IEC60947-5-1,AC-15, NO: 24VDC/1A, 100k cycles ¦ IEC60947-5-1,DC-13,
RM35UB3N30_60.0 | - ¦ IEC60947-5-4,Minimum switching voltage, - ¦ IEC60947-5-4,Minimum switching current, NO: 12V/10mA, MCTF > 80,000,000 ¦ IEC60947-5-4,Minimum switching capacity,
RM35UB3N30_61.0 | 1x product height ¦ ,Horizontal, 1x product width ¦ ,Vertical,
RM35UB3N30_62.0 | 1
RM35UB3N30_63.0 | Energized on fault-free ¦ ,R1 (11-12-14), Energized on fault-free ¦ ,R2 (21-22-24),
RM35UB3N30_64.0 | -
RM35UB3N30_65.0 | -
RM35UB3N30_66.0 | - ¦ ,permissible input overload,
RM35UB3N30_67.0 | 3.9VA @ 480VAC, 60Hz
RM35UB3N30_68.0 | Yes ¦ ,"OFF" delay, - ¦ ,"ON" delay, - ¦ ,Inhibition,
RM35UB3N30_69.0 | 1 or more phase cut ¦ ,Phase cut, Total swap of phase Internal design spec: L23 lags L13 >= 180o ¦ ,Phase sequence, - ¦ ,Over / undervoltage (symmetry windows mode), Adjustable 2%...20% of selected Un ¦ ,Over voltage, Adjustable 2%...20% of selected Un ¦ ,Undervoltage , - ¦ ,Phase asymmetry, Total cut of N ¦ ,Disconnection of neutral, - ¦ ,Voltage Regeneration, 1 or more phase < 80V Internal design spec: 1 or more phase <86V +/- 5% ¦ ,Extreme undervoltage (Phase loss), Internal design spec: 368V +/- 5% ¦ ,Extreme Overvoltage, Internal design spec: 48% +/- 6% ¦ ,Extreme Asymmetry,
RM35UB3N30_7.0 | 4kV, OVC3 ¦ IEC60664-1,Supply, - ¦ IEC60664-1,Input 1, - ¦ IEC60664-1,Input 2, - ¦ IEC60664-1,Input 3, - ¦ IEC60664-1,Output 1, - ¦ IEC60664-1,Output 2, - ¦ IEC60664-1,Supply / Input 1,Galvanic - ¦ IEC60664-1,Supply / Input 2,Isolated - ¦ IEC60664-1,Supply / Input 3,Circuit 4kV, OVC3 ¦ IEC60664-1,Supply / Output 1, 4kV, OVC3 ¦ IEC60664-1,Supply / Output 2, 4kV, OVC3 ¦ IEC60664-1,Output 1 / Output 2, - ¦ IEC60664-1,Input 1 / Output 1, - ¦ IEC60664-1,Input 1 / Output 2, - ¦ IEC60664-1,Input 2 / Output 1, - ¦ IEC60664-1,Input 2 / Output 2, - ¦ IEC60664-1,Input 3 / Output 1, - ¦ IEC60664-1,Input 3 / Output 2, - ¦ IEC60664-1,Input 1 / Input 2, - ¦ IEC60664-1,Input 2 / Input 3, - ¦ IEC60664-1,Input 1 / Input 3,
RM35UB3N30_70.0 | - -
RM35UB3N30_71.0 | < 1% of selected Un ¦ ,Measurement error with supply voltage variation, < 0.05% / oC ¦ ,Measurement error with temperature variation,
RM35UB3N30_77.0 | 5A ¦ IEC61810-1,Rated switching current,
RM35UB3N30_78.0 | 250V ¦ IEC61810-1,Rated switching voltage,
RM35UB3N30_8.0 | 500V ¦ IEC60664-1,Supply, - ¦ IEC60664-1,Input 1, - ¦ IEC60664-1,Input 2, - ¦ IEC60664-1,Input 3, 250V ¦ IEC60664-1,Output 1, 250V ¦ IEC60664-1,Output 2, - ¦ IEC60664-1,Supply / Input 1,Galvanic - ¦ IEC60664-1,Supply / Input 2,Isolated - ¦ IEC60664-1,Supply / Input 3,Circuit 500V ¦ IEC60664-1,Supply / Output 1, 500V ¦ IEC60664-1,Supply / Output 2, 250V ¦ IEC60664-1,Output 1 / Output 2, - ¦ IEC60664-1,Input 1 / Output 1, - ¦ IEC60664-1,Input 1 / Output 2, - ¦ IEC60664-1,Input 2 / Output 1, - ¦ IEC60664-1,Input 2 / Output 2, - ¦ IEC60664-1,Input 3 / Output 1, - ¦ IEC60664-1,Input 3 / Output 2, - ¦ IEC60664-1,Input 1 / Input 2, - ¦ IEC60664-1,Input 2 / Input 3, - ¦ IEC60664-1,Input 1 / Input 3,
RM35UB3N30_81.0 | governed by response time only, status reflects to both R1 & R2 ¦ ,Phase lost , governed by response time only, status reflects to both R1 & R2 ¦ ,Phase sequence, - ¦ ,Over / undervoltage (symmetry windows mode), governed by time delay Tt1, status reflects to R1 ¦ ,Over voltage, governed by time delay Tt2, status reflects to R2 ¦ ,Undervoltage , - ¦ ,Phase asymmetry, governed by response time only, status reflects to both R1 & R2 ¦ ,Disconnection of neutral, - ¦ ,Voltage Regeneration, governed by response time only, status reflects to both R1 & R2 ¦ ,Extreme undervoltage, governed by response time only, status reflects to both R1 & R2 ¦ ,Extreme overvoltage, governed by response time only, status reflects to both R1 & R2 ¦ ,Extreme asymmetry,
RM35UB3N30_9.0 | 30 x 106 cycles ¦ IEC61810-1
RM35UB3N30_92.0 | - ¦ IEC62314,Only for solid state output,
RM35UB3N30_93.0 | - ¦ IEC62314,Only for solid state output,
RM35UB3N30_94.0 | True RMS ¦ ,Measurement method,
RM35UB3N30_95.0 | - ¦ ,Phase lost , - ¦ ,Phase sequence, - ¦ ,Over / undervoltage (symmetry windows mode), +2…+20 % in the ranges 3 x ~ 120…277 ¦ ,Over voltage, -2…-20 % in the ranges 3 x ~ 120…277 ¦ ,Undervoltage , - ¦ ,Phase asymmetry, - ¦ ,Disconnection of neutral, - ¦ ,Voltage Regeneration, - ¦ ,Extreme undervoltage, - ¦ ,Extreme Overvoltage, - ¦ ,Extreme Asymmetry,
RM35UB3N30_96.0 | Adjustable Tt1 0.1…30 for overvoltage @ R1 (11-12-14) Adjustable Tt2 0.1…30 for undervoltage @ R2 (21-22-24) ¦ ,"OFF" delay, - ¦ ,"ON" delay, - ¦ ,Inhibition,
RM4JA01 | Not specified ¦ IEC60721-3-3,Climatic category, Germanisher Lloyd,Environmental category, IEC60947-5-1,Cyclic Damp Heat Test, Not specified ¦ ,Supply,Rated Not specified ¦ ,Input 1,Voltage Input 2,Spec Input 3, Output 1, Output 2, - ¦ ,Over / undercurrent (windows mode), Without memory ¦ ,Over current, Without memory ¦ ,Under current, ~/-- 3…1000 33 ¦ ,E1-M / B1-C, 10 ¦ ,E2-M / B2-C, 1 ¦ ,E3-M / B3-C, A1+ / A2-, - ¦ ,Built in current transformer, ~/-- 3…30 ¦ ,E1-M / B1-C, ~/-- 10…1000 ¦ ,E2-M / B2-C, ~/-- 100…1000 ¦ ,E3-M / B3-C, A1+ / A2-, - ¦ ,Built in current transformer, - ¦ ,E1-M / B1-C, Adjustable 10%...100% ¦ ,E2-M / B2-C, Adjustable 10%...100% ¦ ,E3-M / B3-C, A1+ / A2-, - ¦ ,Built in current transformer, Adjustable 5%...30% of threshold setting ¦ ,E1-M / B1-C, Adjustable 5%...30% of threshold setting ¦ ,E2-M / B2-C, Adjustable 5%...30% of threshold setting ¦ ,E3-M / B3-C, A1+ / A2-, - ¦ ,Built in current transformer, Shunt resistor B1-C, B2-C, B3-C 50 / 60 Not specified +/- 10% of full scale value Not specified < 0.5% over whole range 0.06% / oC 80 True RMS MTTFd, B10d,
RM4JA01_1.0 | Depth,
RM4JA01_10.0 | =< 600
RM4JA01_11.0 | RM4JA01B: ~ 24 RM4JA01F: ~110…130 RM4JA01M: ~220…240 0.85…1.1 Un
RM4JA01_12.0 | Not specified ¦ ,Operation,
RM4JA01_13.0 | Not specified ¦ ,Storage,
RM4JA01_14.0 | IEC60068-2-29
RM4JA01_15.0 | Not specified ¦ ,Cable stripping length,
RM4JA01_16.0 | Supply,Terminal Input 1, Input 2, Input 3, Output 1, Not specified ¦ ,Output 2,
RM4JA01_17.0 | Not specified ¦ IEC60947-1,Solid cable without cable end (screw terminal), Not specified ¦ IEC60947-1,Flexible cable with cable end (screw terminal), - ¦ IEC60947-1,Solid cable (spring terminal), - ¦ IEC60947-1,Flexible cable (spring terminal),
RM4JA01_18.0 | Cadmium free
RM4JA01_19.0
RM4JA01_2.0 | Height,
RM4JA01_20.0 | Yes ¦ IEC60255-27,Supply / Input 1, Yes ¦ IEC60255-27,Supply / Input 2, Yes ¦ IEC60255-27,Supply / Input 3, IEC60255-27,Supply / Output 1, IEC60255-27,Supply / Output 2, IEC60255-27,Output 1 / Output 2, IEC60255-27,Input 1 / Output 1, IEC60255-27,Input 1 / Output 2, IEC60255-27,Input 2 / Output 1, IEC60255-27,Input 2 / Output 2, IEC60255-27,Input 3 / Output 1, IEC60255-27,Input 3 / Output 2, IEC60255-27,Input 1 / Input 2, IEC60255-27,Input 2 / Input 3, IEC60255-27,Input 1 / Input 3,
RM4JA01_21.0 | EN60255-6, IEC60255-6
RM4JA01_22.0 | Not specified
RM4JA01_23.0 | IEC50082-2 ¦ ,Generic immunity standard, Level 3 (6kV / 8kV) ¦ IEC61000-4-2,Electrostatic discharge, Level 3 (10V/m) ¦ IEC61000-4-3,Radiated RF & electromagnetic field, Level 3 (2kV coupling / 4kV direct) ¦ IEC61000-4-4,Fast transient / burst, Level 3 (1kV phase-phase) ¦ IEC61000-4-5,Surge, Level 3 (10V) ¦ IEC61000-4-6,Conducted RF disturbance, IEC61000-4-8,Power frequency magnetic field, Class 3 (0%, 40%, 70%, 80% of Us) ¦ IEC61000-4-11,Voltage dips, short interruption & variations on power line, IEC61000-4-18,1 MHz oscillation wave, IEC61000-4-29,DC voltage interruption, Not tested ¦ IEC61000-4-13,Low frequency harmonics, ? ¦ Germanisher Lloyd,Conducted low frequency interference (harmonics), IEC61000-6-3, IEC61000-6-4 ¦ ,Generic emission standard, Class B Group1 ¦ EN55022 / CISPR22,Radiated RF & electromagnetic field (IT equiment), Class B Group1 ¦ EN55011 / CISPR11,Radiated RF & electromagnetic field (Medical equiment), EMC 2 ¦ Germanisher Lloyd,Radiated emission from enclosure port, Class B Group1 ¦ EN55022 / CISPR22,Conducted RF emission on power line (IT equiment), Class B Group1 ¦ EN55011 / CISPR11,Conducted RF emission on power line (Medical equiment), EMC 2 ¦ Germanisher Lloyd,Conducted emission,
RM4JA01_29.0 | Not specified ¦ IEC60529,Terminal Block, Not specified ¦ IEC60529,Housing, IEC60529,Front Panel,
RM4JA01_298.0 | Not specified
RM4JA01_3.0 | 22.5 x 78 x 80 ¦ ,Width,
RM4JA01_30.0 | Power supply availability, Power supply not availability, Timing in-progress, Output is energized, Output is de-energized, Range Setting Changes,
RM4JA01_31.0 | UL, CSA, GL, C-Tick, GOST, CE, CCC
RM4JA01_32.0 | UL, CSA, GL, C-Tick, GOST, CCC
RM4JA01_33.0 | Not specified ¦ IEC60068-2-30,Damp heat,
RM4JA01_34.0 | =< 1500 at maximum supply voltage ¦ ,through Un power reset, through front panel reset, through input control reset,
RM4JA01_35.0 | Not specified ¦ ,on crossing the threshold,
RM4JA01_36.0 | IEC60068-3-3
RM4JA01_37.0 | Not specified ¦ IEC60068-2-27
RM4JA01_38.0 | 50 / 60 Not specified
RM4JA01_39.0 | A1-A2
RM4JA01_4.0 | IEC60255-27,Supply / Input 1, IEC60255-27,Supply / Input 2, IEC60255-27,Supply / Input 3, IEC60255-27,Supply / Output 1, IEC60255-27,Supply / Output 2, IEC60255-27,Output 1 / Output 2, IEC60255-27,Input 1 / Output 1, IEC60255-27,Input 1 / Output 2, IEC60255-27,Input 2 / Output 1, IEC60255-27,Input 2 / Output 2, IEC60255-27,Input 3 / Output 1, IEC60255-27,Input 3 / Output 2, IEC60255-27,Input 1 / Input 2, IEC60255-27,Input 2 / Input 3, IEC60255-27,Input 1 / Input 3,
RM4JA01_40.0 | Not specified ¦ IEC60664-1
RM4JA01_41.0 | IEC60947-5-1
RM4JA01_42.0 | Not specified ¦ IEC60947-1,Tightening torque,
RM4JA01_43.0 | Not specified ¦ IEC60068-2-6
RM4JA01_45.0 | +/- 10% of full scales
RM4JA01_47.0 | +/- 0.5%
RM4JA01_48.0 | MTTF, B10,
RM4JA01_49.0 | IEC60947-5-1,Relay Output by external fuse, IEC62314,Solid State Output by external fuse,
RM4JA01_5.0 | Not specified
RM4JA01_50.0 | Not specified ¦ ,In relation to normal vertical mounting plane,
RM4JA01_51.0 | On Top Hat 35mm DIN rail ¦ IEC/EN 60715,Without socket, - ¦ IEC/EN 60715,With socket,
RM4JA01_53.0 | 11-12-14, 21-22-24
RM4JA01_54.0 | 2 x C/O relay contacts
RM4JA01_55.0 | Not specified ¦ IEC60664-1
RM4JA01_59.0 | ~ 250 ¦ ,Maximum switching voltage, 8 ¦ ,Maximum switching current, 2000 ¦ ,Maximum switching capacity,
RM4JA01_6.0 | 1 x 105 switching cycles ¦ IEC60947-4-1,AC-1, IEC60947-4-1,DC-1, IEC60947-5-1,AC-15, IEC60947-5-1,DC-13,
RM4JA01_60.0 | 5 ¦ IEC60947-5-4,Minimum switching voltage, 10 ¦ IEC60947-5-4,Minimum switching current, 50 ¦ IEC60947-5-4,Minimum switching capacity,
RM4JA01_61.0 | Not specified ¦ ,Horizontal, Not specified ¦ ,Vertical,
RM4JA01_62.0
RM4JA01_63.0 | De-Energized on fault-free ¦ ,R1 (11-12-14), R2 (21-22-24),
RM4JA01_64.0
RM4JA01_65.0
RM4JA01_67.0 | RM4JA01B: ~ 2VA RM4JA01F: ~ 3.3VA RM4JA01M: ~ 3.5VA
RM4JA01_68.0 | · ¦ ,"OFF" delay, - ¦ ,"ON" delay, · ¦ ,Inhibition,
RM4JA01_7.0 | IEC60664-1,Supply, IEC60664-1,Input 1, IEC60664-1,Input 2, IEC60664-1,Input 3, IEC60664-1,Output 1, IEC60664-1,Output 2, IEC60664-1,Supply / Input 1,Galvanic IEC60664-1,Supply / Input 2,Isolated IEC60664-1,Supply / Input 3,Circuit IEC60664-1,Supply / Output 1, IEC60664-1,Supply / Output 2, IEC60664-1,Output 1 / Output 2, IEC60664-1,Input 1 / Output 1, IEC60664-1,Input 1 / Output 2, IEC60664-1,Input 2 / Output 1, Not specified ¦ IEC60664-1,Input 2 / Output 2, IEC60664-1,Input 3 / Output 1, IEC60664-1,Input 3 / Output 2, IEC60664-1,Input 1 / Input 2, IEC60664-1,Input 2 / Input 3, IEC60664-1,Input 1 / Input 3,
RM4JA01_70.0 | < 0.5% over whole range 0.07% / oC
RM4JA01_77.0 | IEC61810-1,Rated switching current,
RM4JA01_78.0 | IEC61810-1,Rated switching voltage,
RM4JA01_8.0 | IEC60664-1,Supply, IEC60664-1,Input 1, IEC60664-1,Input 2, IEC60664-1,Input 3, Not specified ¦ IEC60664-1,Output 1, IEC60664-1,Output 2, IEC60664-1,Supply / Input 1,Galvanic IEC60664-1,Supply / Input 2,Isolated IEC60664-1,Supply / Input 3,Circuit IEC60664-1,Supply / Output 1, IEC60664-1,Supply / Output 2, IEC60664-1,Output 1 / Output 2, IEC60664-1,Input 1 / Output 1, IEC60664-1,Input 1 / Output 2, IEC60664-1,Input 2 / Output 1, Not specified ¦ IEC60664-1,Input 2 / Output 2, IEC60664-1,Input 3 / Output 1, IEC60664-1,Input 3 / Output 2, IEC60664-1,Input 1 / Input 2, IEC60664-1,Input 2 / Input 3, IEC60664-1,Input 1 / Input 3,
RM4JA01_9.0 | 30 x 106 switching cycles ¦ IEC61810-1
RM4JA01_92.0 | - ¦ IEC62314,Only for solid state output,
RM4JA01_93.0 | - ¦ IEC62314,Only for solid state output,
RM4JA01_96.0 | Adjustable 0…30 ¦ ,"OFF" delay, - ¦ ,"ON" delay, Adjustable 1…20 ¦ ,Inhibition,
RM4JA3 | Not specified ¦ IEC60721-3-3,Climatic category, Germanisher Lloyd,Environmental category, IEC60947-5-1,Cyclic Damp Heat Test, Not specified ¦ ,Supply,Rated Not specified ¦ ,Input 1,Voltage Input 2,Spec Input 3, Output 1, Output 2, - ¦ ,Over / undercurrent (windows mode), Without memory ¦ ,Over current, Without memory ¦ ,Under current, RM4JA31xx: ~/-- 3…1000 RM4JA32xx: ~/-- 300…15000 RM4JA31xx: 33 RM4JA32xx: ~/-- 0.06 ¦ ,E1-M / B1-C, RM4JA31xx: 10 RM4JA32xx: ~/-- 0.02 ¦ ,E2-M / B2-C, RM4JA31xx: 1 RM4JA32xx: ~/-- 0.006 ¦ ,E3-M / B3-C, A1+ / A2-, - ¦ ,Built in current transformer, RM4JA31xx: ~/-- 3…30 RM4JA32xx: ~/-- 300…1500 ¦ ,E1-M / B1-C, RM4JA31xx: ~/-- 10…1000 RM4JA32xx: ~/-- 1000…5000 ¦ ,E2-M / B2-C, RM4JA31xx: ~/-- 100…1000 RM4JA32xx: ~/-- 3000…15000 ¦ ,E3-M / B3-C, A1+ / A2-, - ¦ ,Built in current transformer, - ¦ ,E1-M / B1-C, Adjustable 10%...100% ¦ ,E2-M / B2-C, Adjustable 10%...100% ¦ ,E3-M / B3-C, A1+ / A2-, - ¦ ,Built in current transformer, Adjustable 5%...30% of threshold setting ¦ ,E1-M / B1-C, Adjustable 5%...30% of threshold setting ¦ ,E2-M / B2-C, Adjustable 5%...30% of threshold setting ¦ ,E3-M / B3-C, A1+ / A2-, - ¦ ,Built in current transformer, Shunt resistor B1-C, B2-C, B3-C 50 / 60 Not specified +/- 10% of full scale value Not specified < 0.5% over whole range 0.06% / oC 80 True RMS MTTFd, B10d,
RM4JA3_1.0 | Depth,
RM4JA3_10.0 | =< 600
RM4JA3_11.0 | RM4JA3xMW: ~/-- 24…240 RM4JA3xF: ~110…130 RM4JA3xM: ~220…240 RM4JA3xQ: ~380…415 0.85…1.1 Un
RM4JA3_12.0 | Not specified ¦ ,Operation,
RM4JA3_13.0 | Not specified ¦ ,Storage,
RM4JA3_14.0 | IEC60068-2-29
RM4JA3_15.0 | Not specified ¦ ,Cable stripping length,
RM4JA3_16.0 | Supply,Terminal Input 1, Input 2, Input 3, Output 1, Not specified ¦ ,Output 2,
RM4JA3_17.0 | Not specified ¦ IEC60947-1,Solid cable without cable end (screw terminal), Not specified ¦ IEC60947-1,Flexible cable with cable end (screw terminal), - ¦ IEC60947-1,Solid cable (spring terminal), - ¦ IEC60947-1,Flexible cable (spring terminal),
RM4JA3_18.0 | Cadmium free
RM4JA3_19.0
RM4JA3_2.0 | Height,
RM4JA3_20.0 | Yes ¦ IEC60255-27,Supply / Input 1, Yes ¦ IEC60255-27,Supply / Input 2, Yes ¦ IEC60255-27,Supply / Input 3, IEC60255-27,Supply / Output 1, IEC60255-27,Supply / Output 2, IEC60255-27,Output 1 / Output 2, IEC60255-27,Input 1 / Output 1, IEC60255-27,Input 1 / Output 2, IEC60255-27,Input 2 / Output 1, IEC60255-27,Input 2 / Output 2, IEC60255-27,Input 3 / Output 1, IEC60255-27,Input 3 / Output 2, IEC60255-27,Input 1 / Input 2, IEC60255-27,Input 2 / Input 3, IEC60255-27,Input 1 / Input 3,
RM4JA3_21.0 | EN60255-6, IEC60255-6
RM4JA3_22.0 | Not specified
RM4JA3_23.0 | IEC50082-2 ¦ ,Generic immunity standard, Level 3 (6kV / 8kV) ¦ IEC61000-4-2,Electrostatic discharge, Level 3 (10V/m) ¦ IEC61000-4-3,Radiated RF & electromagnetic field, Level 3 (2kV coupling / 4kV direct) ¦ IEC61000-4-4,Fast transient / burst, Level 3 (1kV phase-phase) ¦ IEC61000-4-5,Surge, Level 3 (10V) ¦ IEC61000-4-6,Conducted RF disturbance, IEC61000-4-8,Power frequency magnetic field, Class 3 (0%, 40%, 70%, 80% of Us) ¦ IEC61000-4-11,Voltage dips, short interruption & variations on power line, IEC61000-4-18,1 MHz oscillation wave, IEC61000-4-29,DC voltage interruption, Not tested ¦ IEC61000-4-13,Low frequency harmonics, ? ¦ Germanisher Lloyd,Conducted low frequency interference (harmonics), IEC61000-6-3, IEC61000-6-4 ¦ ,Generic emission standard, Class B Group1 ¦ EN55022 / CISPR22,Radiated RF & electromagnetic field (IT equiment), Class B Group1 ¦ EN55011 / CISPR11,Radiated RF & electromagnetic field (Medical equiment), EMC 2 ¦ Germanisher Lloyd,Radiated emission from enclosure port, Class B Group1 ¦ EN55022 / CISPR22,Conducted RF emission on power line (IT equiment), Class B Group1 ¦ EN55011 / CISPR11,Conducted RF emission on power line (Medical equiment), EMC 2 ¦ Germanisher Lloyd,Conducted emission,
RM4JA3_29.0 | Not specified ¦ IEC60529,Terminal Block, Not specified ¦ IEC60529,Housing, IEC60529,Front Panel,
RM4JA3_298.0 | Not specified
RM4JA3_3.0 | RM4JA31xx: 22.5 x 78 x 80 RM4JA32xx: 45 x 78 x 80 ¦ ,Width,
RM4JA3_30.0 | Power supply availability, Power supply not availability, Timing in-progress, Output is energized, Output is de-energized, Range Setting Changes,
RM4JA3_31.0 | UL, CSA, GL, C-Tick, GOST, CE, CCC
RM4JA3_32.0 | UL, CSA, GL, C-Tick, GOST, CCC
RM4JA3_33.0 | Not specified ¦ IEC60068-2-30,Damp heat,
RM4JA3_34.0 | =< 1500 at maximum supply voltage ¦ ,through Un power reset, through front panel reset, through input control reset,
RM4JA3_35.0 | Not specified ¦ ,on crossing the threshold,
RM4JA3_36.0 | IEC60068-3-3
RM4JA3_37.0 | Not specified ¦ IEC60068-2-27
RM4JA3_38.0 | 50 / 60 Not specified
RM4JA3_39.0 | A1-A2
RM4JA3_4.0 | IEC60255-27,Supply / Input 1, IEC60255-27,Supply / Input 2, IEC60255-27,Supply / Input 3, IEC60255-27,Supply / Output 1, IEC60255-27,Supply / Output 2, IEC60255-27,Output 1 / Output 2, IEC60255-27,Input 1 / Output 1, IEC60255-27,Input 1 / Output 2, IEC60255-27,Input 2 / Output 1, IEC60255-27,Input 2 / Output 2, IEC60255-27,Input 3 / Output 1, IEC60255-27,Input 3 / Output 2, IEC60255-27,Input 1 / Input 2, IEC60255-27,Input 2 / Input 3, IEC60255-27,Input 1 / Input 3,
RM4JA3_40.0 | Not specified ¦ IEC60664-1
RM4JA3_41.0 | IEC60947-5-1
RM4JA3_42.0 | Not specified ¦ IEC60947-1,Tightening torque,
RM4JA3_43.0 | Not specified ¦ IEC60068-2-6
RM4JA3_45.0 | +/- 10% of full scales
RM4JA3_47.0 | +/- 0.5%
RM4JA3_48.0 | MTTF, B10,
RM4JA3_49.0 | IEC60947-5-1,Relay Output by external fuse, IEC62314,Solid State Output by external fuse,
RM4JA3_5.0 | Not specified
RM4JA3_50.0 | Not specified ¦ ,In relation to normal vertical mounting plane,
RM4JA3_51.0 | On Top Hat 35mm DIN rail ¦ IEC/EN 60715,Without socket, - ¦ IEC/EN 60715,With socket,
RM4JA3_53.0 | 11-12-14, 21-22-24
RM4JA3_54.0 | 2 x C/O relay contacts
RM4JA3_55.0 | Not specified ¦ IEC60664-1
RM4JA3_59.0 | ~ 250 ¦ ,Maximum switching voltage, ~ 5 ¦ ,Maximum switching current, 1250 ¦ ,Maximum switching capacity,
RM4JA3_6.0 | 1 x 105 switching cycles ¦ IEC60947-4-1,AC-1, IEC60947-4-1,DC-1, IEC60947-5-1,AC-15, IEC60947-5-1,DC-13,
RM4JA3_60.0 | 5 ¦ IEC60947-5-4,Minimum switching voltage, 10 ¦ IEC60947-5-4,Minimum switching current, 50 ¦ IEC60947-5-4,Minimum switching capacity,
RM4JA3_61.0 | Not specified ¦ ,Horizontal, Not specified ¦ ,Vertical,
RM4JA3_62.0
RM4JA3_63.0 | De-Energized on fault-free ¦ ,R1 (11-12-14), R2 (21-22-24),
RM4JA3_64.0
RM4JA3_65.0
RM4JA3_67.0 | RM4JA3xMW: ~ 3.3VA, -- 1.2W RM4JA3xF: ~ 3.3VA RM4JA3xM: ~ 3.4VA RM4JA3xQ: ~ 3VA
RM4JA3_68.0 | · ¦ ,"OFF" delay, - ¦ ,"ON" delay, · ¦ ,Inhibition,
RM4JA3_7.0 | IEC60664-1,Supply, IEC60664-1,Input 1, IEC60664-1,Input 2, IEC60664-1,Input 3, IEC60664-1,Output 1, IEC60664-1,Output 2, IEC60664-1,Supply / Input 1,Galvanic IEC60664-1,Supply / Input 2,Isolated IEC60664-1,Supply / Input 3,Circuit IEC60664-1,Supply / Output 1, IEC60664-1,Supply / Output 2, IEC60664-1,Output 1 / Output 2, IEC60664-1,Input 1 / Output 1, IEC60664-1,Input 1 / Output 2, IEC60664-1,Input 2 / Output 1, Not specified ¦ IEC60664-1,Input 2 / Output 2, IEC60664-1,Input 3 / Output 1, IEC60664-1,Input 3 / Output 2, IEC60664-1,Input 1 / Input 2, IEC60664-1,Input 2 / Input 3, IEC60664-1,Input 1 / Input 3,
RM4JA3_70.0 | < 0.5% over whole range 0.07% / oC
RM4JA3_77.0 | IEC61810-1,Rated switching current,
RM4JA3_78.0 | IEC61810-1,Rated switching voltage,
RM4JA3_8.0 | IEC60664-1,Supply, IEC60664-1,Input 1, IEC60664-1,Input 2, IEC60664-1,Input 3, Not specified ¦ IEC60664-1,Output 1, IEC60664-1,Output 2, IEC60664-1,Supply / Input 1,Galvanic IEC60664-1,Supply / Input 2,Isolated IEC60664-1,Supply / Input 3,Circuit IEC60664-1,Supply / Output 1, IEC60664-1,Supply / Output 2, IEC60664-1,Output 1 / Output 2, IEC60664-1,Input 1 / Output 1, IEC60664-1,Input 1 / Output 2, IEC60664-1,Input 2 / Output 1, Not specified ¦ IEC60664-1,Input 2 / Output 2, IEC60664-1,Input 3 / Output 1, IEC60664-1,Input 3 / Output 2, IEC60664-1,Input 1 / Input 2, IEC60664-1,Input 2 / Input 3, IEC60664-1,Input 1 / Input 3,
RM4JA3_9.0 | 30 x 106 switching cycles ¦ IEC61810-1
RM4JA3_92.0 | - ¦ IEC62314,Only for solid state output,
RM4JA3_93.0 | - ¦ IEC62314,Only for solid state output,
RM4JA3_96.0 | Adjustable 0…30 ¦ ,"OFF" delay, - ¦ ,"ON" delay, Adjustable 1…20 ¦ ,Inhibition,
RM4LA32 | Not specified ¦ IEC60721-3-3,Climatic category, Germanisher Lloyd,Environmental category, IEC60947-5-1,Cyclic Damp Heat Test, Not specified ¦ ,Supply,Rated Not specified ¦ ,Input 1,Voltage Input 2,Spec Input 3, Output 1, Output 2, Measurement mode, MTTFd, B10d,
RM4LA32Maximum length of probes cable | 1000 ¦ ,Maximum length of probes cable,
RM4LA32Maximum probe supplied current | 1 ¦ ,Maximum probe supplied current,
RM4LA32Maximum probe supplied voltage | 24 ¦ ,Maximum probe supplied voltage,
RM4LA32_1.0 | Depth,
RM4LA32_10.0 | Not specified
RM4LA32_11.0 | RM4LA32B: ~ 24 RM4LA32F: ~110…130 RM4LA32M: ~220…240 RM4LA32MW: ~/-- 24…240 RM4LA32Q: ~380…415 Not specified
RM4LA32_12.0 | Not specified ¦ ,Operation,
RM4LA32_13.0 | Not specified ¦ ,Storage,
RM4LA32_14.0 | IEC60068-2-29
RM4LA32_15.0 | Not specified ¦ ,Cable stripping length,
RM4LA32_16.0 | Supply,Terminal Input 1, Input 2, Input 3, Output 1, Not specified ¦ ,Output 2,
RM4LA32_17.0 | Not specified ¦ IEC60947-1,Solid cable without cable end (screw terminal), Not specified ¦ IEC60947-1,Flexible cable with cable end (screw terminal), - ¦ IEC60947-1,Solid cable (spring terminal), - ¦ IEC60947-1,Flexible cable (spring terminal),
RM4LA32_18.0 | Not specified
RM4LA32_19.0
RM4LA32_2.0 | Height,
RM4LA32_20.0 | Yes ¦ IEC60255-27,Supply / Input 1, Yes ¦ IEC60255-27,Supply / Input 2, Yes ¦ IEC60255-27,Supply / Input 3, IEC60255-27,Supply / Output 1, IEC60255-27,Supply / Output 2, IEC60255-27,Output 1 / Output 2, IEC60255-27,Input 1 / Output 1, IEC60255-27,Input 1 / Output 2, IEC60255-27,Input 2 / Output 1, IEC60255-27,Input 2 / Output 2, IEC60255-27,Input 3 / Output 1, IEC60255-27,Input 3 / Output 2, IEC60255-27,Input 1 / Input 2, IEC60255-27,Input 2 / Input 3, IEC60255-27,Input 1 / Input 3,
RM4LA32_21.0 | EN60255-6, IEC60255-6 No 73/23/EEC + 93/68/EEC No 89/336/EEC + 92/31/EEC + 93/68/EEC 2002/95/EC
RM4LA32_22.0 | Not specified
RM4LA32_23.0 | IEC50082-2 ¦ ,Generic immunity standard, Level 3 (6kV / 8kV) ¦ IEC61000-4-2,Electrostatic discharge, Level 3 (10V/m) ¦ IEC61000-4-3,Radiated RF & electromagnetic field, Level 3 (2kV coupling / 4kV direct) ¦ IEC61000-4-4,Fast transient / burst, Level 3 (1kV phase-phase) ¦ IEC61000-4-5,Surge, Level 3 (10V) ¦ IEC61000-4-6,Conducted RF disturbance, IEC61000-4-8,Power frequency magnetic field, Class 3 (0%, 40%, 70%, 80% of Us) ¦ IEC61000-4-11,Voltage dips, short interruption & variations on power line, IEC61000-4-18,1 MHz oscillation wave, IEC61000-4-29,DC voltage interruption, Not tested ¦ IEC61000-4-13,Low frequency harmonics, ? ¦ Germanisher Lloyd,Conducted low frequency interference (harmonics), IEC61000-6-3, IEC61000-6-4 ¦ ,Generic emission standard, Class B Group1 ¦ EN55022 / CISPR22,Radiated RF & electromagnetic field (IT equiment), Class B Group1 ¦ EN55011 / CISPR11,Radiated RF & electromagnetic field (Medical equiment), EMC 2 ¦ Germanisher Lloyd,Radiated emission from enclosure port, Class B Group1 ¦ EN55022 / CISPR22,Conducted RF emission on power line (IT equiment), Class B Group1 ¦ EN55011 / CISPR11,Conducted RF emission on power line (Medical equiment), EMC 2 ¦ Germanisher Lloyd,Conducted emission,
RM4LA32_24.0 | 1 level - Fill operation, 1 level - Empty operation, 2 level - Fill operation, 2 level - Empty operation,
RM4LA32_25.0 | Maximum cable capacitance,
RM4LA32_27.0 | Input terminal,
RM4LA32_28.0 | Internal input resistance,
RM4LA32_29.0 | Not specified ¦ IEC60529,Terminal Block, Not specified ¦ IEC60529,Housing, IEC60529,Front Panel,
RM4LA32_298.0 | 168
RM4LA32_3.0 | 22.5 x 78 x 80 ¦ ,Width,
RM4LA32_30.0 | Power supply availability, Power supply not availability, Timing in-progress, Output is energized, Output is de-energized, Range Setting Changes,
RM4LA32_31.0 | UL, CSA, GL, C-Tick, GOST, CE
RM4LA32_32.0 | UL, CSA, GL, C-Tick, GOST
RM4LA32_33.0 | Not specified ¦ IEC60068-2-30,Damp heat,
RM4LA32_34.0 | Not specified ¦ ,through Un power reset, through front panel reset, through input control reset,
RM4LA32_35.0 | Not specified ¦ ,on crossing the threshold,
RM4LA32_36.0 | IEC60068-3-3
RM4LA32_37.0 | Not specified ¦ IEC60068-2-27
RM4LA32_38.0 | 50 / 60 Not specified
RM4LA32_39.0 | A1-A2
RM4LA32_4.0 | IEC60255-27,Supply / Input 1, IEC60255-27,Supply / Input 2, IEC60255-27,Supply / Input 3, IEC60255-27,Supply / Output 1, IEC60255-27,Supply / Output 2, IEC60255-27,Output 1 / Output 2, IEC60255-27,Input 1 / Output 1, IEC60255-27,Input 1 / Output 2, IEC60255-27,Input 2 / Output 1, IEC60255-27,Input 2 / Output 2, IEC60255-27,Input 3 / Output 1, IEC60255-27,Input 3 / Output 2, IEC60255-27,Input 1 / Input 2, IEC60255-27,Input 2 / Input 3, IEC60255-27,Input 1 / Input 3,
RM4LA32_40.0 | Not specified ¦ IEC60664-1
RM4LA32_41.0 | 8 ¦ IEC60947-5-1
RM4LA32_42.0 | Not specified ¦ IEC60947-1,Tightening torque,
RM4LA32_43.0 | Not specified ¦ IEC60068-2-6
RM4LA32_44.0 | Not specified ¦ ,Setting accuracy,
RM4LA32_45.0 | Not specified
RM4LA32_46.0 | Not specified ¦ ,Repeat accuracy (constant parameters),
RM4LA32_47.0 | Not specified
RM4LA32_48.0 | MTTF, B10,
RM4LA32_49.0 | IEC60947-5-1,Relay Output by external fuse, IEC62314,Solid State Output by external fuse,
RM4LA32_5.0 | Not specified
RM4LA32_50.0 | Not specified ¦ ,In relation to normal vertical mounting plane,
RM4LA32_51.0 | On Top Hat 35mm DIN rail ¦ IEC/EN 60715,Without socket, - ¦ IEC/EN 60715,With socket,
RM4LA32_53.0 | 15-16-18, 25-26-28
RM4LA32_54.0 | 2 x C/O relay contacts
RM4LA32_55.0 | Not specified ¦ IEC60664-1
RM4LA32_58.0 | Maximum measuring cycles,
RM4LA32_59.0 | ~ 250 ¦ ,Maximum switching voltage, 8 ¦ ,Maximum switching current, 2000VA ¦ ,Maximum switching capacity,
RM4LA32_6.0 | Not specified ¦ IEC60947-4-1,AC-1, IEC60947-4-1,DC-1, IEC60947-5-1,AC-15, IEC60947-5-1,DC-13,
RM4LA32_60.0 | Not specified ¦ IEC60947-5-4,Minimum switching voltage, Not specified ¦ IEC60947-5-4,Minimum switching current, Not specified ¦ IEC60947-5-4,Minimum switching capacity,
RM4LA32_61.0 | Not specified ¦ ,Horizontal, Not specified ¦ ,Vertical,
RM4LA32_62.0
RM4LA32_63.0 | Not specified ¦ ,R1 (11-12-14), R2 (21-22-24),
RM4LA32_64.0
RM4LA32_65.0
RM4LA32_67.0 | RM4LA32B: 3.1VA RM4LA32F: 2.7VA RM4LA32M: 2.6VA RM4LA32MW: 2.7VA, 2.4W RM4LA32Q: 3.4VA
RM4LA32_68.0 | · ¦ ,"OFF" delay, · ¦ ,"ON" delay, - ¦ ,Inhibition,
RM4LA32_69.0 | 1 level - Fill operation, 1 level - Empty operation, 2 level - Fill operation, 2 level - Empty operation,
RM4LA32_7.0 | IEC60664-1,Supply, IEC60664-1,Input 1, IEC60664-1,Input 2, IEC60664-1,Input 3, IEC60664-1,Output 1, IEC60664-1,Output 2, IEC60664-1,Supply / Input 1,Galvanic IEC60664-1,Supply / Input 2,Isolated IEC60664-1,Supply / Input 3,Circuit IEC60664-1,Supply / Output 1, IEC60664-1,Supply / Output 2, IEC60664-1,Output 1 / Output 2, IEC60664-1,Input 1 / Output 1, IEC60664-1,Input 1 / Output 2, IEC60664-1,Input 2 / Output 1, Not specified ¦ IEC60664-1,Input 2 / Output 2, IEC60664-1,Input 3 / Output 1, IEC60664-1,Input 3 / Output 2, IEC60664-1,Input 1 / Input 2, IEC60664-1,Input 2 / Input 3, IEC60664-1,Input 1 / Input 3,
RM4LA32_70.0 | Not specified Not specified
RM4LA32_71.0 | Not specified ¦ ,Measurement error with supply voltage variation, Not specified ¦ ,Measurement error with temperature variation,
RM4LA32_77.0 | IEC61810-1,Rated switching current,
RM4LA32_78.0 | IEC61810-1,Rated switching voltage,
RM4LA32_8.0 | IEC60664-1,Supply, IEC60664-1,Input 1, IEC60664-1,Input 2, IEC60664-1,Input 3, Not specified ¦ IEC60664-1,Output 1, IEC60664-1,Output 2, IEC60664-1,Supply / Input 1,Galvanic IEC60664-1,Supply / Input 2,Isolated IEC60664-1,Supply / Input 3,Circuit IEC60664-1,Supply / Output 1, IEC60664-1,Supply / Output 2, IEC60664-1,Output 1 / Output 2, IEC60664-1,Input 1 / Output 1, IEC60664-1,Input 1 / Output 2, IEC60664-1,Input 2 / Output 1, Not specified ¦ IEC60664-1,Input 2 / Output 2, IEC60664-1,Input 3 / Output 1, IEC60664-1,Input 3 / Output 2, IEC60664-1,Input 1 / Input 2, IEC60664-1,Input 2 / Input 3, IEC60664-1,Input 1 / Input 3,
RM4LA32_81.0 | 1 level - Fill operation, 1 level - Empty operation, 2 level - Fill operation, 2 level - Empty operation,
RM4LA32_9.0 | Not specified ¦ IEC61810-1
RM4LA32_92.0 | - ¦ IEC62314,Only for solid state output,
RM4LA32_93.0 | - ¦ IEC62314,Only for solid state output,
RM4LA32_94.0 | Liquid level probe ¦ ,Measurement method,
RM4LA32_95.0 | 1 level - Fill operation, 1 level - Empty operation, 2 level - Fill operation, 2 level - Empty operation,
RM4LA32_96.0 | Adjustable 0.1…10 ¦ ,"OFF" delay, Adjustable 0.1…10 ¦ ,"ON" delay, - ¦ ,Inhibition,
RM4LG01 | Not specified ¦ IEC60721-3-3,Climatic category, Germanisher Lloyd,Environmental category, IEC60947-5-1,Cyclic Damp Heat Test, Not specified ¦ ,Supply,Rated Not specified ¦ ,Input 1,Voltage Input 2,Spec Input 3, Output 1, Output 2, Measurement mode, MTTFd, B10d,
RM4LG01Maximum length of probes cable | 1000 ¦ ,Maximum length of probes cable,
RM4LG01Maximum probe supplied current | 1 ¦ ,Maximum probe supplied current,
RM4LG01Maximum probe supplied voltage | 24 ¦ ,Maximum probe supplied voltage,
RM4LG01_1.0 | Depth,
RM4LG01_10.0 | Not specified
RM4LG01_11.0 | RM4LA32B: ~ 24 RM4LA32F: ~110…130 RM4LA32M: ~220…240 RM4LA32Q: ~380…415 Not specified
RM4LG01_12.0 | Not specified ¦ ,Operation,
RM4LG01_13.0 | Not specified ¦ ,Storage,
RM4LG01_14.0 | IEC60068-2-29
RM4LG01_15.0 | Not specified ¦ ,Cable stripping length,
RM4LG01_16.0 | Supply,Terminal Input 1, Input 2, Input 3, Output 1, Not specified ¦ ,Output 2,
RM4LG01_17.0 | Not specified ¦ IEC60947-1,Solid cable without cable end (screw terminal), Not specified ¦ IEC60947-1,Flexible cable with cable end (screw terminal), - ¦ IEC60947-1,Solid cable (spring terminal), - ¦ IEC60947-1,Flexible cable (spring terminal),
RM4LG01_18.0 | Not specified
RM4LG01_19.0
RM4LG01_2.0 | Height,
RM4LG01_20.0 | Yes ¦ IEC60255-27,Supply / Input 1, Yes ¦ IEC60255-27,Supply / Input 2, Yes ¦ IEC60255-27,Supply / Input 3, IEC60255-27,Supply / Output 1, IEC60255-27,Supply / Output 2, IEC60255-27,Output 1 / Output 2, IEC60255-27,Input 1 / Output 1, IEC60255-27,Input 1 / Output 2, IEC60255-27,Input 2 / Output 1, IEC60255-27,Input 2 / Output 2, IEC60255-27,Input 3 / Output 1, IEC60255-27,Input 3 / Output 2, IEC60255-27,Input 1 / Input 2, IEC60255-27,Input 2 / Input 3, IEC60255-27,Input 1 / Input 3,
RM4LG01_21.0 | EN60255-6, IEC60255-6 No 73/23/EEC + 93/68/EEC No 89/336/EEC + 92/31/EEC + 93/68/EEC 2002/95/EC
RM4LG01_22.0 | Not specified
RM4LG01_23.0 | IEC50082-2 ¦ ,Generic immunity standard, Level 3 (6kV / 8kV) ¦ IEC61000-4-2,Electrostatic discharge, Level 3 (10V/m) ¦ IEC61000-4-3,Radiated RF & electromagnetic field, Level 3 (2kV coupling / 4kV direct) ¦ IEC61000-4-4,Fast transient / burst, Level 3 (1kV phase-phase) ¦ IEC61000-4-5,Surge, Level 3 (10V) ¦ IEC61000-4-6,Conducted RF disturbance, IEC61000-4-8,Power frequency magnetic field, Class 3 (0%, 40%, 70%, 80% of Us) ¦ IEC61000-4-11,Voltage dips, short interruption & variations on power line, IEC61000-4-18,1 MHz oscillation wave, IEC61000-4-29,DC voltage interruption, Not tested ¦ IEC61000-4-13,Low frequency harmonics, ? ¦ Germanisher Lloyd,Conducted low frequency interference (harmonics), IEC61000-6-3, IEC61000-6-4 ¦ ,Generic emission standard, Class B Group1 ¦ EN55022 / CISPR22,Radiated RF & electromagnetic field (IT equiment), Class B Group1 ¦ EN55011 / CISPR11,Radiated RF & electromagnetic field (Medical equiment), EMC 2 ¦ Germanisher Lloyd,Radiated emission from enclosure port, Class B Group1 ¦ EN55022 / CISPR22,Conducted RF emission on power line (IT equiment), Class B Group1 ¦ EN55011 / CISPR11,Conducted RF emission on power line (Medical equiment), EMC 2 ¦ Germanisher Lloyd,Conducted emission,
RM4LG01_24.0 | 1 level - Fill operation, 1 level - Empty operation, 2 level - Fill operation, 2 level - Empty operation,
RM4LG01_25.0 | Maximum cable capacitance,
RM4LG01_27.0 | Input terminal,
RM4LG01_28.0 | Internal input resistance,
RM4LG01_29.0 | Not specified ¦ IEC60529,Terminal Block, Not specified ¦ IEC60529,Housing, IEC60529,Front Panel,
RM4LG01_298.0 | 168
RM4LG01_3.0 | 22.5 x 78 x 80 ¦ ,Width,
RM4LG01_30.0 | Power supply availability, Power supply not availability, Timing in-progress, Output is energized, Output is de-energized, Range Setting Changes,
RM4LG01_31.0 | UL, CSA, GL, C-Tick, GOST, CE
RM4LG01_32.0 | UL, CSA, GL, C-Tick, GOST
RM4LG01_33.0 | Not specified ¦ IEC60068-2-30,Damp heat,
RM4LG01_34.0 | Not specified ¦ ,through Un power reset, through front panel reset, through input control reset,
RM4LG01_35.0 | Not specified ¦ ,on crossing the threshold,
RM4LG01_36.0 | IEC60068-3-3
RM4LG01_37.0 | Not specified ¦ IEC60068-2-27
RM4LG01_38.0 | 50 / 60 Not specified
RM4LG01_39.0 | A1-A2
RM4LG01_4.0 | IEC60255-27,Supply / Input 1, IEC60255-27,Supply / Input 2, IEC60255-27,Supply / Input 3, IEC60255-27,Supply / Output 1, IEC60255-27,Supply / Output 2, IEC60255-27,Output 1 / Output 2, IEC60255-27,Input 1 / Output 1, IEC60255-27,Input 1 / Output 2, IEC60255-27,Input 2 / Output 1, IEC60255-27,Input 2 / Output 2, IEC60255-27,Input 3 / Output 1, IEC60255-27,Input 3 / Output 2, IEC60255-27,Input 1 / Input 2, IEC60255-27,Input 2 / Input 3, IEC60255-27,Input 1 / Input 3,
RM4LG01_40.0 | Not specified ¦ IEC60664-1
RM4LG01_41.0 | 8 ¦ IEC60947-5-1
RM4LG01_42.0 | Not specified ¦ IEC60947-1,Tightening torque,
RM4LG01_43.0 | Not specified ¦ IEC60068-2-6
RM4LG01_44.0 | Not specified ¦ ,Setting accuracy,
RM4LG01_45.0 | Not specified
RM4LG01_46.0 | Not specified ¦ ,Repeat accuracy (constant parameters),
RM4LG01_47.0 | Not specified
RM4LG01_48.0 | MTTF, B10,
RM4LG01_49.0 | IEC60947-5-1,Relay Output by external fuse, IEC62314,Solid State Output by external fuse,
RM4LG01_5.0 | Not specified
RM4LG01_50.0 | Not specified ¦ ,In relation to normal vertical mounting plane,
RM4LG01_51.0 | On Top Hat 35mm DIN rail ¦ IEC/EN 60715,Without socket, - ¦ IEC/EN 60715,With socket,
RM4LG01_53.0 | 15-16-18
RM4LG01_54.0 | 1 x C/O relay contacts
RM4LG01_55.0 | Not specified ¦ IEC60664-1
RM4LG01_58.0 | Maximum measuring cycles,
RM4LG01_59.0 | ~ 250 ¦ ,Maximum switching voltage, 8 ¦ ,Maximum switching current, 2000VA ¦ ,Maximum switching capacity,
RM4LG01_6.0 | Not specified ¦ IEC60947-4-1,AC-1, IEC60947-4-1,DC-1, IEC60947-5-1,AC-15, IEC60947-5-1,DC-13,
RM4LG01_60.0 | Not specified ¦ IEC60947-5-4,Minimum switching voltage, Not specified ¦ IEC60947-5-4,Minimum switching current, Not specified ¦ IEC60947-5-4,Minimum switching capacity,
RM4LG01_61.0 | Not specified ¦ ,Horizontal, Not specified ¦ ,Vertical,
RM4LG01_62.0
RM4LG01_63.0 | Not specified ¦ ,R1 (11-12-14), R2 (21-22-24),
RM4LG01_64.0
RM4LG01_65.0
RM4LG01_67.0 | RM4LG01B: 1.9VA RM4LG01F: 2.6VA RM4LG01M: 2.4VA RM4LG01Q: 2.9VA
RM4LG01_68.0 | - ¦ ,"OFF" delay, - ¦ ,"ON" delay, - ¦ ,Inhibition,
RM4LG01_69.0 | 1 level - Fill operation, 1 level - Empty operation, 2 level - Fill operation, 2 level - Empty operation,
RM4LG01_7.0 | IEC60664-1,Supply, IEC60664-1,Input 1, IEC60664-1,Input 2, IEC60664-1,Input 3, IEC60664-1,Output 1, IEC60664-1,Output 2, IEC60664-1,Supply / Input 1,Galvanic IEC60664-1,Supply / Input 2,Isolated IEC60664-1,Supply / Input 3,Circuit IEC60664-1,Supply / Output 1, IEC60664-1,Supply / Output 2, IEC60664-1,Output 1 / Output 2, IEC60664-1,Input 1 / Output 1, IEC60664-1,Input 1 / Output 2, IEC60664-1,Input 2 / Output 1, Not specified ¦ IEC60664-1,Input 2 / Output 2, IEC60664-1,Input 3 / Output 1, IEC60664-1,Input 3 / Output 2, IEC60664-1,Input 1 / Input 2, IEC60664-1,Input 2 / Input 3, IEC60664-1,Input 1 / Input 3,
RM4LG01_70.0 | Not specified Not specified
RM4LG01_71.0 | Not specified ¦ ,Measurement error with supply voltage variation, Not specified ¦ ,Measurement error with temperature variation,
RM4LG01_77.0 | IEC61810-1,Rated switching current,
RM4LG01_78.0 | IEC61810-1,Rated switching voltage,
RM4LG01_8.0 | IEC60664-1,Supply, IEC60664-1,Input 1, IEC60664-1,Input 2, IEC60664-1,Input 3, Not specified ¦ IEC60664-1,Output 1, IEC60664-1,Output 2, IEC60664-1,Supply / Input 1,Galvanic IEC60664-1,Supply / Input 2,Isolated IEC60664-1,Supply / Input 3,Circuit IEC60664-1,Supply / Output 1, IEC60664-1,Supply / Output 2, IEC60664-1,Output 1 / Output 2, IEC60664-1,Input 1 / Output 1, IEC60664-1,Input 1 / Output 2, IEC60664-1,Input 2 / Output 1, Not specified ¦ IEC60664-1,Input 2 / Output 2, IEC60664-1,Input 3 / Output 1, IEC60664-1,Input 3 / Output 2, IEC60664-1,Input 1 / Input 2, IEC60664-1,Input 2 / Input 3, IEC60664-1,Input 1 / Input 3,
RM4LG01_81.0 | 1 level - Fill operation, 1 level - Empty operation, 2 level - Fill operation, 2 level - Empty operation,
RM4LG01_9.0 | Not specified ¦ IEC61810-1
RM4LG01_92.0 | - ¦ IEC62314,Only for solid state output,
RM4LG01_93.0 | - ¦ IEC62314,Only for solid state output,
RM4LG01_94.0 | Liquid level probe ¦ ,Measurement method,
RM4LG01_95.0 | 1 level - Fill operation, 1 level - Empty operation, 2 level - Fill operation, 2 level - Empty operation,
RM4LG01_96.0 | - ¦ ,"OFF" delay, - ¦ ,"ON" delay, - ¦ ,Inhibition,
RM4TA | 3K3 ¦ IEC60721-3-3,Climatic category, Germanisher Lloyd,Environmental category, IEC60947-5-1,Cyclic Damp Heat Test, Supply,Rated Input 1,Voltage Input 2,Spec Input 3, Output 1, Output 2, Resistive Voltage Step Down ¦ ,Measurement mode, MTTFd, B10d,
RM4TA_1.0 | Depth,
RM4TA_10.0 | Not specified
RM4TA_11.0 | RM4TA01/31: ~ 3 x 200…3 x 240 RM4TA02/32: ~ 3 x 380…3 x 500 RM4TA01/31: ~ 3 x 160…3 x 300 RM4TA02/32: ~ 3 x 290…3 x 580
RM4TA_12.0 | -20…+65 ¦ ,Operation,
RM4TA_13.0 | -40…+85 ¦ ,Storage,
RM4TA_14.0 | IEC60068-2-29
RM4TA_15.0 | Not specified ¦ ,Cable stripping length,
RM4TA_16.0 | Supply,Terminal Input 1, Input 2, Input 3, Output 1, Output 2,
RM4TA_17.0 | 2 conductor: 2.5 ¦ IEC60947-1,Solid cable without cable end (screw terminal), 2 conductor: 1.5 ¦ IEC60947-1,Flexible cable with cable end (screw terminal), - ¦ IEC60947-1,Solid cable (spring terminal), - ¦ IEC60947-1,Flexible cable (spring terminal),
RM4TA_18.0 | 90/10 Nickel Silver
RM4TA_19.0
RM4TA_2.0 | Height,
RM4TA_20.0 | IEC60255-27,Supply / Input 1, IEC60255-27,Supply / Input 2, IEC60255-27,Supply / Input 3, IEC60255-27,Supply / Output 1, IEC60255-27,Supply / Output 2, IEC60255-27,Output 1 / Output 2, IEC60255-27,Input 1 / Output 1, IEC60255-27,Input 1 / Output 2, IEC60255-27,Input 2 / Output 1, IEC60255-27,Input 2 / Output 2, IEC60255-27,Input 3 / Output 1, IEC60255-27,Input 3 / Output 2, IEC60255-27,Input 1 / Input 2, IEC60255-27,Input 2 / Input 3, IEC60255-27,Input 1 / Input 3,
RM4TA_21.0 | EN60255-6, IEC60255-6 2006/95/EC 2004/108/EC 2002/95/EC
RM4TA_22.0 | Not specified
RM4TA_23.0 | IEC50082-2 ¦ ,Generic immunity standard, Level 3 (6kV / 8kV) ¦ IEC61000-4-2,Electrostatic discharge, Level 3 (10V/m) ¦ IEC61000-4-3,Radiated RF & electromagnetic field, Level 3 (2kV coupling / 4kV direct) ¦ IEC61000-4-4,Fast transient / burst, Level 3 (1kV phase-phase) ¦ IEC61000-4-5,Surge, Level 3 (10V) ¦ IEC61000-4-6,Conducted RF disturbance, IEC61000-4-8,Power frequency magnetic field, Class 3 (0%, 40%, 70%, 80% of Us) ¦ IEC61000-4-11,Voltage dips, short interruption & variations on power line, IEC61000-4-18,1 MHz oscillation wave, IEC61000-4-29,DC voltage interruption, Not tested ¦ IEC61000-4-13,Low frequency harmonics, ? ¦ Germanisher Lloyd,Conducted low frequency interference (harmonics), IEC50081-1, IEC50081-2 ¦ ,Generic emission standard, Class B Group 1 ¦ EN55022 / CISPR22,Radiated RF & electromagnetic field (IT equiment), Class B Group 1 ¦ EN55011 / CISPR11,Radiated RF & electromagnetic field (Medical equiment), EMC 2 ¦ Germanisher Lloyd,Radiated emission from enclosure port, Class B Group 1 ¦ EN55022 / CISPR22,Conducted RF emission on power line (IT equiment), Class B Group 1 ¦ EN55011 / CISPR11,Conducted RF emission on power line (Medical equiment), EMC 2 ¦ Germanisher Lloyd,Conducted emission,
RM4TA_24.0 | - ¦ ,Phase cut, - ¦ ,Phase sequence, - ¦ ,Over / undervoltage (symmetry windows mode), Fixed 5% of de-energization threshold ¦ ,Over voltage, Fixed 5% of de-energization threshold ¦ ,Undervoltage , - ¦ ,Phase asymmetry, Disconnection of neutral, Voltage Regeneration, Extreme undervoltage (Phase loss), Extreme Overvoltage, Extreme Asymmetry,
RM4TA_25.0 | 50 / 60 ¦ ,Rated frequency, 47.5…63 ¦ ,Frequency operating range,
RM4TA_26.0 | RM4TU0131: ~ 3 x 160…3 x 300 RM4TU02/32: ~ 3 x 290…3 x 580 ¦ ,Input nominal voltage selection,
RM4TA_27.0 | L1-L2-L3 ¦ ,Input terminal,
RM4TA_28.0 | Not specified ¦ ,Internal input resistance,
RM4TA_29.0 | IP20 ¦ IEC60529,Terminal Block, IP50 ¦ IEC60529,Housing, Not specified ¦ IEC60529,Front Panel,
RM4TA_298.0 | 110
RM4TA_3.0 | 22.5 x 78 x 80 ¦ ,Width,
RM4TA_30.0 | Power supply availability, Power supply not availability, Timing in-progress, Output is energized, Output is de-energized, Range Setting Changes, Phase Cut, Phase Sequence Swap, Undervoltage <U, Overvoltage >U, Phase Asymmetry, Voltage Regeneration, Extreme Undervoltage <U (Phase loss), Extreme Overvoltage >U, Extreme Phase Asymmetry,
RM4TA_31.0 | UL, CSA, GL, C-Tick, GOST
RM4TA_32.0 | UL, CSA, GL, C-Tick, GOST
RM4TA_33.0 | 15%...85% ¦ IEC60068-2-30,Damp heat,XX
RM4TA_34.0 | Not specified ¦ ,through Un power reset, through front panel reset, through input control reset,
RM4TA_35.0 | Not specified ¦ ,on crossing the threshold,
RM4TA_36.0 | IEC60068-3-3
RM4TA_37.0 | 15 gn ¦ IEC60068-2-27
RM4TA_38.0 | 50 / 60 47.5…63
RM4TA_39.0 | L1-L2-L3
RM4TA_4.0 | IEC60255-27,Supply / Input 1, IEC60255-27,Supply / Input 2, IEC60255-27,Supply / Input 3, IEC60255-27,Supply / Output 1, IEC60255-27,Supply / Output 2, IEC60255-27,Output 1 / Output 2, IEC60255-27,Input 1 / Output 1, IEC60255-27,Input 1 / Output 2, IEC60255-27,Input 2 / Output 1, IEC60255-27,Input 2 / Output 2, IEC60255-27,Input 3 / Output 1, IEC60255-27,Input 3 / Output 2, IEC60255-27,Input 1 / Input 2, IEC60255-27,Input 2 / Input 3, IEC60255-27,Input 1 / Input 3,
RM4TA_40.0 | IEC60664-1
RM4TA_41.0 | IEC60947-5-1
RM4TA_42.0 | 0.6…1.1 ¦ IEC60947-1,Tightening torque,
RM4TA_43.0 | a=0.35ms from 10Hz…55Hz ¦ IEC60068-2-6
RM4TA_44.0 | +/- 3% of set value ¦ ,Setting accuracy,
RM4TA_45.0 | +/- 10% of full scales value
RM4TA_46.0 | Not specified ¦ ,Repeat accuracy (constant parameters),
RM4TA_47.0 | Not specified
RM4TA_48.0 | MTTF, B10,
RM4TA_49.0 | IEC60947-5-1,Relay Output by external fuse, IEC62314,Solid State Output by external fuse,
RM4TA_5.0 | Not specified
RM4TA_50.0 | Any position ¦ ,In relation to normal vertical mounting plane,
RM4TA_51.0 | On Top Hat 35mm DIN rail ¦ IEC/EN 60715,Without socket, - ¦ IEC/EN 60715,With socket,
RM4TA_53.0 | 15-16-18, 25-26-28
RM4TA_54.0 | 2 x C/O relay contacts
RM4TA_55.0 | IEC60664-1
RM4TA_58.0 | 80 ¦ ,Maximum measuring cycles,
RM4TA_59.0 | ~ 250 ¦ ,Maximum switching voltage, 8 ¦ ,Maximum switching current, 2000 ¦ ,Maximum switching capacity,
RM4TA_6.0 | Not specified ¦ IEC60947-4-1,AC-1, IEC60947-4-1,DC-1, IEC60947-5-1,AC-15, IEC60947-5-1,DC-13,
RM4TA_60.0 | 12 ¦ IEC60947-5-4,Minimum switching voltage, 10 ¦ IEC60947-5-4,Minimum switching current, 120 ¦ IEC60947-5-4,Minimum switching capacity,
RM4TA_61.0 | Not specified ¦ ,Horizontal, Not specified ¦ ,Vertical,
RM4TA_62.0
RM4TA_63.0 | Energized on fault-free ¦ ,R1 (11-12-14), R2 (21-22-24),
RM4TA_64.0
RM4TA_65.0
RM4TA_66.0 | Not specified ¦ ,permissible input overload,
RM4TA_67.0 | Not specified
RM4TA_68.0 | · ¦ ,"OFF" delay, · ¦ ,"ON" delay, - ¦ ,Inhibition,
RM4TA_69.0 | Unknown ¦ ,Phase cut, Total swap of phase ¦ ,Phase sequence, - ¦ ,Over / undervoltage (symmetry windows mode), - ¦ ,Over voltage, - ¦ ,Undervoltage , Adjustable 5%...15% of selected Un ¦ ,Phase asymmetry, Disconnection of neutral, Voltage Regeneration, Extreme undervoltage (Phase loss), Extreme Overvoltage, Extreme Asymmetry,
RM4TA_7.0 | IEC60664-1,Supply, IEC60664-1,Input 1, IEC60664-1,Input 2, IEC60664-1,Input 3, IEC60664-1,Output 1, IEC60664-1,Output 2, IEC60664-1,Supply / Input 1,Galvanic IEC60664-1,Supply / Input 2,Isolated IEC60664-1,Supply / Input 3,Circuit IEC60664-1,Supply / Output 1, IEC60664-1,Supply / Output 2, IEC60664-1,Output 1 / Output 2, IEC60664-1,Input 1 / Output 1, IEC60664-1,Input 1 / Output 2, IEC60664-1,Input 2 / Output 1, IEC60664-1,Input 2 / Output 2, IEC60664-1,Input 3 / Output 1, IEC60664-1,Input 3 / Output 2, IEC60664-1,Input 1 / Input 2, IEC60664-1,Input 2 / Input 3, IEC60664-1,Input 1 / Input 3,
RM4TA_70.0 | < 0.5% =< 0.07% / oC
RM4TA_71.0 | < 0.5% ¦ ,Measurement error with supply voltage variation, =< 0.06% / oC ¦ ,Measurement error with temperature variation,
RM4TA_77.0 | IEC61810-1,Rated switching current,
RM4TA_78.0 | IEC61810-1,Rated switching voltage,
RM4TA_8.0 | IEC60664-1,Supply, IEC60664-1,Input 1, IEC60664-1,Input 2, IEC60664-1,Input 3, IEC60664-1,Output 1, IEC60664-1,Output 2, IEC60664-1,Supply / Input 1,Galvanic IEC60664-1,Supply / Input 2,Isolated IEC60664-1,Supply / Input 3,Circuit IEC60664-1,Supply / Output 1, IEC60664-1,Supply / Output 2, IEC60664-1,Output 1 / Output 2, IEC60664-1,Input 1 / Output 1, IEC60664-1,Input 1 / Output 2, IEC60664-1,Input 2 / Output 1, IEC60664-1,Input 2 / Output 2, IEC60664-1,Input 3 / Output 1, IEC60664-1,Input 3 / Output 2, IEC60664-1,Input 1 / Input 2, IEC60664-1,Input 2 / Input 3, IEC60664-1,Input 1 / Input 3,
RM4TA_81.0 | · ¦ ,Phase lost , · ¦ ,Phase sequence, - ¦ ,Over / undervoltage (symmetry windows mode), - ¦ ,Over voltage, - ¦ ,Undervoltage , · ¦ ,Phase asymmetry, - ¦ ,Disconnection of neutral, - ¦ ,Voltage Regeneration, Extreme undervoltage, Extreme overvoltage, Extreme asymmetry,
RM4TA_9.0 | 30 x 106 switching cycles ¦ IEC61810-1
RM4TA_92.0 | IEC62314,Only for solid state output,
RM4TA_93.0 | IEC62314,Only for solid state output,
RM4TA_94.0 | Voltage Peak Detection ¦ ,Measurement method,
RM4TA_95.0 | Fixed value ¦ ,Phase lost , Fixed value ¦ ,Phase sequence, - ¦ ,Over / undervoltage (symmetry windows mode), - ¦ ,Over voltage, - ¦ ,Undervoltage , Not specified ¦ ,Phase asymmetry, Disconnection of neutral, Voltage Regeneration, Extreme undervoltage, Extreme Overvoltage, Extreme Asymmetry,
RM4TA_96.0 | Adjustable 0.1…10 ¦ ,"OFF" delay, - ¦ ,"ON" delay, - ¦ ,Inhibition,
RM4TG20 | 3K3 ¦ IEC60721-3-3,Climatic category, Germanisher Lloyd,Environmental category, IEC60947-5-1,Cyclic Damp Heat Test, Supply,Rated Input 1,Voltage Input 2,Spec Input 3, Output 1, Output 2, Resistive Voltage Step Down ¦ ,Measurement mode, MTTFd, B10d,
RM4TG20_1.0 | Depth,
RM4TG20_10.0 | Not specified
RM4TG20_11.0 | ~ 3 x 200…3 x 500 ~ 3 x 140…3 x 580
RM4TG20_12.0 | -20…+65 ¦ ,Operation,
RM4TG20_13.0 | -40…+85 ¦ ,Storage,
RM4TG20_14.0 | IEC60068-2-29
RM4TG20_15.0 | Not specified ¦ ,Cable stripping length,
RM4TG20_16.0 | Supply,Terminal Input 1, Input 2, Input 3, Output 1, Output 2,
RM4TG20_17.0 | 2 conductor: 2.5 ¦ IEC60947-1,Solid cable without cable end (screw terminal), 2 conductor: 1.5 ¦ IEC60947-1,Flexible cable with cable end (screw terminal), - ¦ IEC60947-1,Solid cable (spring terminal), - ¦ IEC60947-1,Flexible cable (spring terminal),
RM4TG20_18.0 | 90/10 Nickel Silver
RM4TG20_19.0
RM4TG20_2.0 | Height,
RM4TG20_20.0 | IEC60255-27,Supply / Input 1, IEC60255-27,Supply / Input 2, IEC60255-27,Supply / Input 3, IEC60255-27,Supply / Output 1, IEC60255-27,Supply / Output 2, IEC60255-27,Output 1 / Output 2, IEC60255-27,Input 1 / Output 1, IEC60255-27,Input 1 / Output 2, IEC60255-27,Input 2 / Output 1, IEC60255-27,Input 2 / Output 2, IEC60255-27,Input 3 / Output 1, IEC60255-27,Input 3 / Output 2, IEC60255-27,Input 1 / Input 2, IEC60255-27,Input 2 / Input 3, IEC60255-27,Input 1 / Input 3,
RM4TG20_21.0 | EN60255-6, IEC60255-6 2006/95/EC 2004/108/EC 2002/95/EC
RM4TG20_22.0 | Not specified
RM4TG20_23.0 | IEC50082-2 ¦ ,Generic immunity standard, Level 3 (6kV / 8kV) ¦ IEC61000-4-2,Electrostatic discharge, Level 3 (10V/m) ¦ IEC61000-4-3,Radiated RF & electromagnetic field, Level 3 (2kV coupling / 4kV direct) ¦ IEC61000-4-4,Fast transient / burst, Level 3 (1kV phase-phase) ¦ IEC61000-4-5,Surge, Level 3 (10V) ¦ IEC61000-4-6,Conducted RF disturbance, IEC61000-4-8,Power frequency magnetic field, Class 3 (0%, 40%, 70%, 80% of Us) ¦ IEC61000-4-11,Voltage dips, short interruption & variations on power line, IEC61000-4-18,1 MHz oscillation wave, IEC61000-4-29,DC voltage interruption, Not tested ¦ IEC61000-4-13,Low frequency harmonics, ? ¦ Germanisher Lloyd,Conducted low frequency interference (harmonics), IEC50081-1, IEC50081-2 ¦ ,Generic emission standard, Class B Group 1 ¦ EN55022 / CISPR22,Radiated RF & electromagnetic field (IT equiment), Class B Group 1 ¦ EN55011 / CISPR11,Radiated RF & electromagnetic field (Medical equiment), EMC 2 ¦ Germanisher Lloyd,Radiated emission from enclosure port, Class B Group 1 ¦ EN55022 / CISPR22,Conducted RF emission on power line (IT equiment), Class B Group 1 ¦ EN55011 / CISPR11,Conducted RF emission on power line (Medical equiment), EMC 2 ¦ Germanisher Lloyd,Conducted emission,
RM4TG20_24.0 | - ¦ ,Phase cut, - ¦ ,Phase sequence, - ¦ ,Over / undervoltage (symmetry windows mode), Fixed 5% of de-energization threshold ¦ ,Over voltage, Fixed 5% of de-energization threshold ¦ ,Undervoltage , - ¦ ,Phase asymmetry, Disconnection of neutral, Voltage Regeneration, Extreme undervoltage (Phase loss), Extreme Overvoltage, Extreme Asymmetry,
RM4TG20_25.0 | 50 / 60 ¦ ,Rated frequency, 47.5…63 ¦ ,Frequency operating range,
RM4TG20_26.0 | Fixed @ ~ 3 x 140…3 x 580 ¦ ,Input nominal voltage selection,
RM4TG20_27.0 | L1-L2-L3 ¦ ,Input terminal,
RM4TG20_28.0 | Not specified ¦ ,Internal input resistance,
RM4TG20_29.0 | IP20 ¦ IEC60529,Terminal Block, IP50 ¦ IEC60529,Housing, Not specified ¦ IEC60529,Front Panel,
RM4TG20_298.0 | 110
RM4TG20_3.0 | 22.5 x 78 x 80 ¦ ,Width,
RM4TG20_30.0 | Power supply availability, Power supply not availability, Timing in-progress, Output is energized, Output is de-energized, Range Setting Changes, Phase Cut, Phase Sequence Swap, Undervoltage <U, Overvoltage >U, Phase Asymmetry, Voltage Regeneration, Extreme Undervoltage <U (Phase loss), Extreme Overvoltage >U, Extreme Phase Asymmetry,
RM4TG20_31.0 | UL, CSA, GL, C-Tick, GOST
RM4TG20_32.0 | UL, CSA, GL, C-Tick, GOST
RM4TG20_33.0 | 15%...85% ¦ IEC60068-2-30,Damp heat,XX
RM4TG20_34.0 | Not specified ¦ ,through Un power reset, through front panel reset, through input control reset,
RM4TG20_35.0 | Not specified ¦ ,on crossing the threshold,
RM4TG20_36.0 | IEC60068-3-3
RM4TG20_37.0 | 15 gn ¦ IEC60068-2-27
RM4TG20_38.0 | 50 / 60 47.5…63
RM4TG20_39.0 | L1-L2-L3
RM4TG20_4.0 | IEC60255-27,Supply / Input 1, IEC60255-27,Supply / Input 2, IEC60255-27,Supply / Input 3, IEC60255-27,Supply / Output 1, IEC60255-27,Supply / Output 2, IEC60255-27,Output 1 / Output 2, IEC60255-27,Input 1 / Output 1, IEC60255-27,Input 1 / Output 2, IEC60255-27,Input 2 / Output 1, IEC60255-27,Input 2 / Output 2, IEC60255-27,Input 3 / Output 1, IEC60255-27,Input 3 / Output 2, IEC60255-27,Input 1 / Input 2, IEC60255-27,Input 2 / Input 3, IEC60255-27,Input 1 / Input 3,
RM4TG20_40.0 | IEC60664-1
RM4TG20_41.0 | IEC60947-5-1
RM4TG20_42.0 | 0.6…1.1 ¦ IEC60947-1,Tightening torque,
RM4TG20_43.0 | a=0.35ms from 10Hz…55Hz ¦ IEC60068-2-6
RM4TG20_44.0 | +/- 3% of set value ¦ ,Setting accuracy,
RM4TG20_45.0 | +/- 10% of full scales value
RM4TG20_46.0 | Not specified ¦ ,Repeat accuracy (constant parameters),
RM4TG20_47.0 | Not specified
RM4TG20_48.0 | MTTF, B10,
RM4TG20_49.0 | IEC60947-5-1,Relay Output by external fuse, IEC62314,Solid State Output by external fuse,
RM4TG20_5.0 | Not specified
RM4TG20_50.0 | Any position ¦ ,In relation to normal vertical mounting plane,
RM4TG20_51.0 | On Top Hat 35mm DIN rail ¦ IEC/EN 60715,Without socket, - ¦ IEC/EN 60715,With socket,
RM4TG20_53.0 | 15-16-18, 25-26-28
RM4TG20_54.0 | 2 x C/O relay contacts
RM4TG20_55.0 | IEC60664-1
RM4TG20_58.0 | 80 ¦ ,Maximum measuring cycles,
RM4TG20_59.0 | ~ 250 ¦ ,Maximum switching voltage, 8 ¦ ,Maximum switching current, 2000 ¦ ,Maximum switching capacity,
RM4TG20_6.0 | Not specified ¦ IEC60947-4-1,AC-1, IEC60947-4-1,DC-1, IEC60947-5-1,AC-15, IEC60947-5-1,DC-13,
RM4TG20_60.0 | 12 ¦ IEC60947-5-4,Minimum switching voltage, 10 ¦ IEC60947-5-4,Minimum switching current, 120 ¦ IEC60947-5-4,Minimum switching capacity,
RM4TG20_61.0 | Not specified ¦ ,Horizontal, Not specified ¦ ,Vertical,
RM4TG20_62.0
RM4TG20_63.0 | Energized on fault-free ¦ ,R1 (11-12-14), R2 (21-22-24),
RM4TG20_64.0
RM4TG20_65.0
RM4TG20_66.0 | Not specified ¦ ,permissible input overload,
RM4TG20_67.0 | Not specified
RM4TG20_68.0 | · ¦ ,"OFF" delay, · ¦ ,"ON" delay, - ¦ ,Inhibition,
RM4TG20_69.0 | Unknown ¦ ,Phase cut, Total swap of phase ¦ ,Phase sequence, - ¦ ,Over / undervoltage (symmetry windows mode), - ¦ ,Over voltage, - ¦ ,Undervoltage , - ¦ ,Phase asymmetry, Disconnection of neutral, Voltage Regeneration, Extreme undervoltage (Phase loss), Extreme Overvoltage, Extreme Asymmetry,
RM4TG20_7.0 | IEC60664-1,Supply, IEC60664-1,Input 1, IEC60664-1,Input 2, IEC60664-1,Input 3, IEC60664-1,Output 1, IEC60664-1,Output 2, IEC60664-1,Supply / Input 1,Galvanic IEC60664-1,Supply / Input 2,Isolated IEC60664-1,Supply / Input 3,Circuit IEC60664-1,Supply / Output 1, IEC60664-1,Supply / Output 2, IEC60664-1,Output 1 / Output 2, IEC60664-1,Input 1 / Output 1, IEC60664-1,Input 1 / Output 2, IEC60664-1,Input 2 / Output 1, IEC60664-1,Input 2 / Output 2, IEC60664-1,Input 3 / Output 1, IEC60664-1,Input 3 / Output 2, IEC60664-1,Input 1 / Input 2, IEC60664-1,Input 2 / Input 3, IEC60664-1,Input 1 / Input 3,
RM4TG20_70.0 | < 0.5% =< 0.07% / oC
RM4TG20_71.0 | < 0.5% ¦ ,Measurement error with supply voltage variation, =< 0.06% / oC ¦ ,Measurement error with temperature variation,
RM4TG20_77.0 | IEC61810-1,Rated switching current,
RM4TG20_78.0 | IEC61810-1,Rated switching voltage,
RM4TG20_8.0 | IEC60664-1,Supply, IEC60664-1,Input 1, IEC60664-1,Input 2, IEC60664-1,Input 3, IEC60664-1,Output 1, IEC60664-1,Output 2, IEC60664-1,Supply / Input 1,Galvanic IEC60664-1,Supply / Input 2,Isolated IEC60664-1,Supply / Input 3,Circuit IEC60664-1,Supply / Output 1, IEC60664-1,Supply / Output 2, IEC60664-1,Output 1 / Output 2, IEC60664-1,Input 1 / Output 1, IEC60664-1,Input 1 / Output 2, IEC60664-1,Input 2 / Output 1, IEC60664-1,Input 2 / Output 2, IEC60664-1,Input 3 / Output 1, IEC60664-1,Input 3 / Output 2, IEC60664-1,Input 1 / Input 2, IEC60664-1,Input 2 / Input 3, IEC60664-1,Input 1 / Input 3,
RM4TG20_81.0 | · ¦ ,Phase lost , · ¦ ,Phase sequence, - ¦ ,Over / undervoltage (symmetry windows mode), - ¦ ,Over voltage, - ¦ ,Undervoltage , - ¦ ,Phase asymmetry, - ¦ ,Disconnection of neutral, - ¦ ,Voltage Regeneration, Extreme undervoltage, Extreme overvoltage, Extreme asymmetry,
RM4TG20_9.0 | 30 x 106 switching cycles ¦ IEC61810-1
RM4TG20_92.0 | IEC62314,Only for solid state output,
RM4TG20_93.0 | IEC62314,Only for solid state output,
RM4TG20_94.0 | Voltage Peak Detection ¦ ,Measurement method,
RM4TG20_95.0 | Fixed value ¦ ,Phase lost , Fixed value ¦ ,Phase sequence, - ¦ ,Over / undervoltage (symmetry windows mode), - ¦ ,Over voltage, - ¦ ,Undervoltage , - ¦ ,Phase asymmetry, Disconnection of neutral, Voltage Regeneration, Extreme undervoltage, Extreme Overvoltage, Extreme Asymmetry,
RM4TG20_96.0 | Adjustable 0.1…10 ¦ ,"OFF" delay, - ¦ ,"ON" delay, - ¦ ,Inhibition,
RM4TR | 3K3 ¦ IEC60721-3-3,Climatic category, Germanisher Lloyd,Environmental category, IEC60947-5-1,Cyclic Damp Heat Test, Supply,Rated Input 1,Voltage Input 2,Spec Input 3, Output 1, Output 2, Resistive Voltage Step Down ¦ ,Measurement mode, MTTFd, B10d,
RM4TR_1.0 | Depth,
RM4TR_10.0 | Not specified
RM4TR_11.0 | RM4TR31: ~ 3 x 200…3 x 240 RM4TR32: ~ 3 x 300…3 x 500 RM4TR33: ~ 3 x 220 RM4TR33: ~ 3 x 400 RM4TR31/33: ~ 3 x 160…3 x 300 RM4TR32/34: ~ 3 x 290…3 x 580
RM4TR_12.0 | -20…+65 ¦ ,Operation,
RM4TR_13.0 | -40…+85 ¦ ,Storage,
RM4TR_14.0 | IEC60068-2-29
RM4TR_15.0 | Not specified ¦ ,Cable stripping length,
RM4TR_16.0 | Supply,Terminal Input 1, Input 2, Input 3, Output 1, Output 2,
RM4TR_17.0 | 2 conductor: 2.5 ¦ IEC60947-1,Solid cable without cable end (screw terminal), 2 conductor: 1.5 ¦ IEC60947-1,Flexible cable with cable end (screw terminal), - ¦ IEC60947-1,Solid cable (spring terminal), - ¦ IEC60947-1,Flexible cable (spring terminal),
RM4TR_18.0 | 90/10 Nickel Silver
RM4TR_19.0
RM4TR_2.0 | Height,
RM4TR_20.0 | IEC60255-27,Supply / Input 1, IEC60255-27,Supply / Input 2, IEC60255-27,Supply / Input 3, IEC60255-27,Supply / Output 1, IEC60255-27,Supply / Output 2, IEC60255-27,Output 1 / Output 2, IEC60255-27,Input 1 / Output 1, IEC60255-27,Input 1 / Output 2, IEC60255-27,Input 2 / Output 1, IEC60255-27,Input 2 / Output 2, IEC60255-27,Input 3 / Output 1, IEC60255-27,Input 3 / Output 2, IEC60255-27,Input 1 / Input 2, IEC60255-27,Input 2 / Input 3, IEC60255-27,Input 1 / Input 3,
RM4TR_21.0 | EN60255-6, IEC60255-6 2006/95/EC 2004/108/EC 2002/95/EC
RM4TR_22.0 | Not specified
RM4TR_23.0 | IEC50082-2 ¦ ,Generic immunity standard, Level 3 (6kV / 8kV) ¦ IEC61000-4-2,Electrostatic discharge, Level 3 (10V/m) ¦ IEC61000-4-3,Radiated RF & electromagnetic field, Level 3 (2kV coupling / 4kV direct) ¦ IEC61000-4-4,Fast transient / burst, Level 3 (1kV phase-phase) ¦ IEC61000-4-5,Surge, Level 3 (10V) ¦ IEC61000-4-6,Conducted RF disturbance, IEC61000-4-8,Power frequency magnetic field, Class 3 (0%, 40%, 70%, 80% of Us) ¦ IEC61000-4-11,Voltage dips, short interruption & variations on power line, IEC61000-4-18,1 MHz oscillation wave, IEC61000-4-29,DC voltage interruption, Not tested ¦ IEC61000-4-13,Low frequency harmonics, ? ¦ Germanisher Lloyd,Conducted low frequency interference (harmonics), IEC50081-1, IEC50081-2 ¦ ,Generic emission standard, Class B Group 1 ¦ EN55022 / CISPR22,Radiated RF & electromagnetic field (IT equiment), Class B Group 1 ¦ EN55011 / CISPR11,Radiated RF & electromagnetic field (Medical equiment), EMC 2 ¦ Germanisher Lloyd,Radiated emission from enclosure port, Class B Group 1 ¦ EN55022 / CISPR22,Conducted RF emission on power line (IT equiment), Class B Group 1 ¦ EN55011 / CISPR11,Conducted RF emission on power line (Medical equiment), EMC 2 ¦ Germanisher Lloyd,Conducted emission,
RM4TR_24.0 | - ¦ ,Phase cut, - ¦ ,Phase sequence, - ¦ ,Over / undervoltage (symmetry windows mode), Fixed 5% of de-energization threshold ¦ ,Over voltage, Fixed 5% of de-energization threshold ¦ ,Undervoltage , - ¦ ,Phase asymmetry, Disconnection of neutral, Voltage Regeneration, Extreme undervoltage (Phase loss), Extreme Overvoltage, Extreme Asymmetry,
RM4TR_25.0 | 50 / 60 ¦ ,Rated frequency, 47.5…63 ¦ ,Frequency operating range,
RM4TR_26.0 | RM4TR31/33: ~ 3 x 160…3 x 300 RM4TR32/34: ~ 3 x 290…3 x 580 ¦ ,Input nominal voltage selection,
RM4TR_27.0 | L1-L2-L3 ¦ ,Input terminal,
RM4TR_28.0 | Not specified ¦ ,Internal input resistance,
RM4TR_29.0 | IP20 ¦ IEC60529,Terminal Block, IP50 ¦ IEC60529,Housing, Not specified ¦ IEC60529,Front Panel,
RM4TR_298.0 | 110
RM4TR_3.0 | 22.5 x 78 x 80 ¦ ,Width,
RM4TR_30.0 | Power supply availability, Power supply not availability, Timing in-progress, Output is energized, Output is de-energized, Range Setting Changes, Phase Cut, Phase Sequence Swap, Undervoltage <U, Overvoltage >U, Phase Asymmetry, Voltage Regeneration, Extreme Undervoltage <U (Phase loss), Extreme Overvoltage >U, Extreme Phase Asymmetry,
RM4TR_31.0 | UL, CSA, GL, C-Tick, GOST
RM4TR_32.0 | UL, CSA, GL, C-Tick, GOST
RM4TR_33.0 | 15%...85% ¦ IEC60068-2-30,Damp heat,XX
RM4TR_34.0 | Not specified ¦ ,through Un power reset, through front panel reset, through input control reset,
RM4TR_35.0 | Not specified ¦ ,on crossing the threshold,
RM4TR_36.0 | IEC60068-3-3
RM4TR_37.0 | 15 gn ¦ IEC60068-2-27
RM4TR_38.0 | 50 / 60 47.5…63
RM4TR_39.0 | L1-L2-L3
RM4TR_4.0 | IEC60255-27,Supply / Input 1, IEC60255-27,Supply / Input 2, IEC60255-27,Supply / Input 3, IEC60255-27,Supply / Output 1, IEC60255-27,Supply / Output 2, IEC60255-27,Output 1 / Output 2, IEC60255-27,Input 1 / Output 1, IEC60255-27,Input 1 / Output 2, IEC60255-27,Input 2 / Output 1, IEC60255-27,Input 2 / Output 2, IEC60255-27,Input 3 / Output 1, IEC60255-27,Input 3 / Output 2, IEC60255-27,Input 1 / Input 2, IEC60255-27,Input 2 / Input 3, IEC60255-27,Input 1 / Input 3,
RM4TR_40.0 | IEC60664-1
RM4TR_41.0 | IEC60947-5-1
RM4TR_42.0 | 0.6…1.1 ¦ IEC60947-1,Tightening torque,
RM4TR_43.0 | a=0.35ms from 10Hz…55Hz ¦ IEC60068-2-6
RM4TR_44.0 | +/- 3% of set value ¦ ,Setting accuracy,
RM4TR_45.0 | +/- 10% of full scales value
RM4TR_46.0 | Not specified ¦ ,Repeat accuracy (constant parameters),
RM4TR_47.0 | Not specified
RM4TR_48.0 | MTTF, B10,
RM4TR_49.0 | IEC60947-5-1,Relay Output by external fuse, IEC62314,Solid State Output by external fuse,
RM4TR_5.0 | Not specified
RM4TR_50.0 | Any position ¦ ,In relation to normal vertical mounting plane,
RM4TR_51.0 | On Top Hat 35mm DIN rail ¦ IEC/EN 60715,Without socket, - ¦ IEC/EN 60715,With socket,
RM4TR_53.0 | 15-16-18, 25-26-28
RM4TR_54.0 | 2 x C/O relay contacts
RM4TR_55.0 | IEC60664-1
RM4TR_58.0 | 80 ¦ ,Maximum measuring cycles,
RM4TR_59.0 | ~ 250 ¦ ,Maximum switching voltage, 8 ¦ ,Maximum switching current, 2000 ¦ ,Maximum switching capacity,
RM4TR_6.0 | Not specified ¦ IEC60947-4-1,AC-1, IEC60947-4-1,DC-1, IEC60947-5-1,AC-15, IEC60947-5-1,DC-13,
RM4TR_60.0 | 12 ¦ IEC60947-5-4,Minimum switching voltage, 10 ¦ IEC60947-5-4,Minimum switching current, 120 ¦ IEC60947-5-4,Minimum switching capacity,
RM4TR_61.0 | Not specified ¦ ,Horizontal, Not specified ¦ ,Vertical,
RM4TR_62.0
RM4TR_63.0 | Energized on fault-free ¦ ,R1 (11-12-14), R2 (21-22-24),
RM4TR_64.0
RM4TR_65.0
RM4TR_66.0 | Not specified ¦ ,permissible input overload,
RM4TR_67.0 | Not specified
RM4TR_68.0 | · ¦ ,"OFF" delay, · ¦ ,"ON" delay, - ¦ ,Inhibition,
RM4TR_69.0 | RM4TR32: (L2-L1) or (L3-L1) or (L2-L3) < 290 or Differences of (L2-L1) / (L3-L1) /(L2-L3) > 105V Other: Unknown ¦ ,Phase cut, Total swap of phase ¦ ,Phase sequence, - ¦ ,Over / undervoltage (symmetry windows mode), Adjustable within measurement range ¦ ,Over voltage, Adjustable within measurement range ¦ ,Undervoltage , - ¦ ,Phase asymmetry, Disconnection of neutral, Voltage Regeneration, Extreme undervoltage (Phase loss), Extreme Overvoltage, Extreme Asymmetry,
RM4TR_7.0 | IEC60664-1,Supply, IEC60664-1,Input 1, IEC60664-1,Input 2, IEC60664-1,Input 3, IEC60664-1,Output 1, IEC60664-1,Output 2, IEC60664-1,Supply / Input 1,Galvanic IEC60664-1,Supply / Input 2,Isolated IEC60664-1,Supply / Input 3,Circuit IEC60664-1,Supply / Output 1, IEC60664-1,Supply / Output 2, IEC60664-1,Output 1 / Output 2, IEC60664-1,Input 1 / Output 1, IEC60664-1,Input 1 / Output 2, IEC60664-1,Input 2 / Output 1, IEC60664-1,Input 2 / Output 2, IEC60664-1,Input 3 / Output 1, IEC60664-1,Input 3 / Output 2, IEC60664-1,Input 1 / Input 2, IEC60664-1,Input 2 / Input 3, IEC60664-1,Input 1 / Input 3,
RM4TR_70.0 | < 0.5% =< 0.07% / oC
RM4TR_71.0 | < 0.5% ¦ ,Measurement error with supply voltage variation, =< 0.06% / oC ¦ ,Measurement error with temperature variation,
RM4TR_77.0 | IEC61810-1,Rated switching current,
RM4TR_78.0 | IEC61810-1,Rated switching voltage,
RM4TR_8.0 | IEC60664-1,Supply, IEC60664-1,Input 1, IEC60664-1,Input 2, IEC60664-1,Input 3, IEC60664-1,Output 1, IEC60664-1,Output 2, IEC60664-1,Supply / Input 1,Galvanic IEC60664-1,Supply / Input 2,Isolated IEC60664-1,Supply / Input 3,Circuit IEC60664-1,Supply / Output 1, IEC60664-1,Supply / Output 2, IEC60664-1,Output 1 / Output 2, IEC60664-1,Input 1 / Output 1, IEC60664-1,Input 1 / Output 2, IEC60664-1,Input 2 / Output 1, IEC60664-1,Input 2 / Output 2, IEC60664-1,Input 3 / Output 1, IEC60664-1,Input 3 / Output 2, IEC60664-1,Input 1 / Input 2, IEC60664-1,Input 2 / Input 3, IEC60664-1,Input 1 / Input 3,
RM4TR_81.0 | · ¦ ,Phase lost , · ¦ ,Phase sequence, - ¦ ,Over / undervoltage (symmetry windows mode), · ¦ ,Over voltage, · ¦ ,Undervoltage , - ¦ ,Phase asymmetry, - ¦ ,Disconnection of neutral, - ¦ ,Voltage Regeneration, Extreme undervoltage, Extreme overvoltage, Extreme asymmetry,
RM4TR_9.0 | 30 x 106 switching cycles ¦ IEC61810-1
RM4TR_92.0 | IEC62314,Only for solid state output,
RM4TR_93.0 | IEC62314,Only for solid state output,
RM4TR_94.0 | Voltage Peak Detection ¦ ,Measurement method,
RM4TR_95.0 | Fixed value ¦ ,Phase lost , Fixed value ¦ ,Phase sequence, - ¦ ,Over / undervoltage (symmetry windows mode), RM4TR31: ~ 3 x 160…3 x 300 RM4TR32: ~ 3 x 420…3 x 480 RM4TR33: ~ 3 x 198 RM4TR34: ~ 3 x 360 ¦ ,Over voltage, RM4TR31: ~ 3 x 220…3 x 300 RM4TR32: ~ 3 x 300…3 x 430 RM4TR33: ~ 3 x 242 RM4TR34: ~ 3 x 440 ¦ ,Undervoltage , - ¦ ,Phase asymmetry, Disconnection of neutral, Voltage Regeneration, Extreme undervoltage, Extreme Overvoltage, Extreme Asymmetry,
RM4TR_96.0 | Adjustable 0.1…10 ¦ ,"OFF" delay, - ¦ ,"ON" delay, - ¦ ,Inhibition,
RM4TU | 3K3 ¦ IEC60721-3-3,Climatic category, Germanisher Lloyd,Environmental category, IEC60947-5-1,Cyclic Damp Heat Test, Supply,Rated Input 1,Voltage Input 2,Spec Input 3, Output 1, Output 2, Resistive Voltage Step Down ¦ ,Measurement mode, MTTFd, B10d,
RM4TU_1.0 | Depth,
RM4TU_10.0 | Not specified
RM4TU_11.0 | RM4TU01: ~ 3 x 200…3 x 240 RM4TU02: ~ 3 x 380…3 x 500 RM4TU01: ~ 3 x 160…3 x 300 RM4TU01: ~ 3 x 290…3 x 580
RM4TU_12.0 | -20…+65 ¦ ,Operation,
RM4TU_13.0 | -40…+85 ¦ ,Storage,
RM4TU_14.0 | IEC60068-2-29
RM4TU_15.0 | Not specified ¦ ,Cable stripping length,
RM4TU_16.0 | Supply,Terminal Input 1, Input 2, Input 3, Output 1, Output 2,
RM4TU_17.0 | 2 conductor: 2.5 ¦ IEC60947-1,Solid cable without cable end (screw terminal), 2 conductor: 1.5 ¦ IEC60947-1,Flexible cable with cable end (screw terminal), - ¦ IEC60947-1,Solid cable (spring terminal), - ¦ IEC60947-1,Flexible cable (spring terminal),
RM4TU_18.0 | 90/10 Nickel Silver
RM4TU_19.0
RM4TU_2.0 | Height,
RM4TU_20.0 | IEC60255-27,Supply / Input 1, IEC60255-27,Supply / Input 2, IEC60255-27,Supply / Input 3, IEC60255-27,Supply / Output 1, IEC60255-27,Supply / Output 2, IEC60255-27,Output 1 / Output 2, IEC60255-27,Input 1 / Output 1, IEC60255-27,Input 1 / Output 2, IEC60255-27,Input 2 / Output 1, IEC60255-27,Input 2 / Output 2, IEC60255-27,Input 3 / Output 1, IEC60255-27,Input 3 / Output 2, IEC60255-27,Input 1 / Input 2, IEC60255-27,Input 2 / Input 3, IEC60255-27,Input 1 / Input 3,
RM4TU_21.0 | EN60255-6, IEC60255-6 2006/95/EC 2004/108/EC 2002/95/EC
RM4TU_22.0 | Not specified
RM4TU_23.0 | IEC50082-2 ¦ ,Generic immunity standard, Level 3 (6kV / 8kV) ¦ IEC61000-4-2,Electrostatic discharge, Level 3 (10V/m) ¦ IEC61000-4-3,Radiated RF & electromagnetic field, Level 3 (2kV coupling / 4kV direct) ¦ IEC61000-4-4,Fast transient / burst, Level 3 (1kV phase-phase) ¦ IEC61000-4-5,Surge, Level 3 (10V) ¦ IEC61000-4-6,Conducted RF disturbance, IEC61000-4-8,Power frequency magnetic field, Class 3 (0%, 40%, 70%, 80% of Us) ¦ IEC61000-4-11,Voltage dips, short interruption & variations on power line, IEC61000-4-18,1 MHz oscillation wave, IEC61000-4-29,DC voltage interruption, Not tested ¦ IEC61000-4-13,Low frequency harmonics, ? ¦ Germanisher Lloyd,Conducted low frequency interference (harmonics), IEC50081-1, IEC50081-2 ¦ ,Generic emission standard, Class B Group 1 ¦ EN55022 / CISPR22,Radiated RF & electromagnetic field (IT equiment), Class B Group 1 ¦ EN55011 / CISPR11,Radiated RF & electromagnetic field (Medical equiment), EMC 2 ¦ Germanisher Lloyd,Radiated emission from enclosure port, Class B Group 1 ¦ EN55022 / CISPR22,Conducted RF emission on power line (IT equiment), Class B Group 1 ¦ EN55011 / CISPR11,Conducted RF emission on power line (Medical equiment), EMC 2 ¦ Germanisher Lloyd,Conducted emission,
RM4TU_24.0 | - ¦ ,Phase cut, - ¦ ,Phase sequence, - ¦ ,Over / undervoltage (symmetry windows mode), Fixed 5% of de-energization threshold ¦ ,Over voltage, Fixed 5% of de-energization threshold ¦ ,Undervoltage , - ¦ ,Phase asymmetry, Disconnection of neutral, Voltage Regeneration, Extreme undervoltage (Phase loss), Extreme Overvoltage, Extreme Asymmetry,
RM4TU_25.0 | 50 / 60 ¦ ,Rated frequency, 47.5…63 ¦ ,Frequency operating range,
RM4TU_26.0 | RM4TU01: ~ 3 x 160…3 x 300 RM4TU01: ~ 3 x 290…3 x 580 ¦ ,Input nominal voltage selection,
RM4TU_27.0 | L1-L2-L3 ¦ ,Input terminal,
RM4TU_28.0 | Not specified ¦ ,Internal input resistance,
RM4TU_29.0 | IP20 ¦ IEC60529,Terminal Block, IP50 ¦ IEC60529,Housing, Not specified ¦ IEC60529,Front Panel,
RM4TU_298.0 | 110
RM4TU_3.0 | 22.5 x 78 x 80 ¦ ,Width,
RM4TU_30.0 | Power supply availability, Power supply not availability, Timing in-progress, Output is energized, Output is de-energized, Range Setting Changes, Phase Cut, Phase Sequence Swap, Undervoltage <U, Overvoltage >U, Phase Asymmetry, Voltage Regeneration, Extreme Undervoltage <U (Phase loss), Extreme Overvoltage >U, Extreme Phase Asymmetry,
RM4TU_31.0 | UL, CSA, GL, C-Tick, GOST
RM4TU_32.0 | UL, CSA, GL, C-Tick, GOST
RM4TU_33.0 | 15%...85% ¦ IEC60068-2-30,Damp heat,XX
RM4TU_34.0 | Not specified ¦ ,through Un power reset, through front panel reset, through input control reset,
RM4TU_35.0 | Not specified ¦ ,on crossing the threshold,
RM4TU_36.0 | IEC60068-3-3
RM4TU_37.0 | 15 gn ¦ IEC60068-2-27
RM4TU_38.0 | 50 / 60 47.5…63
RM4TU_39.0 | L1-L2-L3
RM4TU_4.0 | IEC60255-27,Supply / Input 1, IEC60255-27,Supply / Input 2, IEC60255-27,Supply / Input 3, IEC60255-27,Supply / Output 1, IEC60255-27,Supply / Output 2, IEC60255-27,Output 1 / Output 2, IEC60255-27,Input 1 / Output 1, IEC60255-27,Input 1 / Output 2, IEC60255-27,Input 2 / Output 1, IEC60255-27,Input 2 / Output 2, IEC60255-27,Input 3 / Output 1, IEC60255-27,Input 3 / Output 2, IEC60255-27,Input 1 / Input 2, IEC60255-27,Input 2 / Input 3, IEC60255-27,Input 1 / Input 3,
RM4TU_40.0 | IEC60664-1
RM4TU_41.0 | IEC60947-5-1
RM4TU_42.0 | 0.6…1.1 ¦ IEC60947-1,Tightening torque,
RM4TU_43.0 | a=0.35ms from 10Hz…55Hz ¦ IEC60068-2-6
RM4TU_44.0 | +/- 3% of set value ¦ ,Setting accuracy,
RM4TU_45.0 | +/- 10% of full scales value
RM4TU_46.0 | Not specified ¦ ,Repeat accuracy (constant parameters),
RM4TU_47.0 | Not specified
RM4TU_48.0 | MTTF, B10,
RM4TU_49.0 | IEC60947-5-1,Relay Output by external fuse, IEC62314,Solid State Output by external fuse,
RM4TU_5.0 | Not specified
RM4TU_50.0 | Any position ¦ ,In relation to normal vertical mounting plane,
RM4TU_51.0 | On Top Hat 35mm DIN rail ¦ IEC/EN 60715,Without socket, - ¦ IEC/EN 60715,With socket,
RM4TU_53.0 | 15-16-18, 25-26-28
RM4TU_54.0 | 2 x C/O relay contacts
RM4TU_55.0 | IEC60664-1
RM4TU_58.0 | 80 ¦ ,Maximum measuring cycles,
RM4TU_59.0 | ~ 250 ¦ ,Maximum switching voltage, 8 ¦ ,Maximum switching current, 2000 ¦ ,Maximum switching capacity,
RM4TU_6.0 | Not specified ¦ IEC60947-4-1,AC-1, IEC60947-4-1,DC-1, IEC60947-5-1,AC-15, IEC60947-5-1,DC-13,
RM4TU_60.0 | 12 ¦ IEC60947-5-4,Minimum switching voltage, 10 ¦ IEC60947-5-4,Minimum switching current, 120 ¦ IEC60947-5-4,Minimum switching capacity,
RM4TU_61.0 | Not specified ¦ ,Horizontal, Not specified ¦ ,Vertical,
RM4TU_62.0
RM4TU_63.0 | Energized on fault-free ¦ ,R1 (11-12-14), R2 (21-22-24),
RM4TU_64.0
RM4TU_65.0
RM4TU_66.0 | Not specified ¦ ,permissible input overload,
RM4TU_67.0 | Not specified
RM4TU_68.0 | · ¦ ,"OFF" delay, · ¦ ,"ON" delay, - ¦ ,Inhibition,
RM4TU_69.0 | Unknown ¦ ,Phase cut, Total swap of phase ¦ ,Phase sequence, - ¦ ,Over / undervoltage (symmetry windows mode), - ¦ ,Over voltage, Adjustable within measurement range ¦ ,Undervoltage , - ¦ ,Phase asymmetry, Disconnection of neutral, Voltage Regeneration, Extreme undervoltage (Phase loss), Extreme Overvoltage, Extreme Asymmetry,
RM4TU_7.0 | IEC60664-1,Supply, IEC60664-1,Input 1, IEC60664-1,Input 2, IEC60664-1,Input 3, IEC60664-1,Output 1, IEC60664-1,Output 2, IEC60664-1,Supply / Input 1,Galvanic IEC60664-1,Supply / Input 2,Isolated IEC60664-1,Supply / Input 3,Circuit IEC60664-1,Supply / Output 1, IEC60664-1,Supply / Output 2, IEC60664-1,Output 1 / Output 2, IEC60664-1,Input 1 / Output 1, IEC60664-1,Input 1 / Output 2, IEC60664-1,Input 2 / Output 1, IEC60664-1,Input 2 / Output 2, IEC60664-1,Input 3 / Output 1, IEC60664-1,Input 3 / Output 2, IEC60664-1,Input 1 / Input 2, IEC60664-1,Input 2 / Input 3, IEC60664-1,Input 1 / Input 3,
RM4TU_70.0 | < 0.5% =< 0.07% / oC
RM4TU_71.0 | < 0.5% ¦ ,Measurement error with supply voltage variation, =< 0.06% / oC ¦ ,Measurement error with temperature variation,
RM4TU_77.0 | IEC61810-1,Rated switching current,
RM4TU_78.0 | IEC61810-1,Rated switching voltage,
RM4TU_8.0 | IEC60664-1,Supply, IEC60664-1,Input 1, IEC60664-1,Input 2, IEC60664-1,Input 3, IEC60664-1,Output 1, IEC60664-1,Output 2, IEC60664-1,Supply / Input 1,Galvanic IEC60664-1,Supply / Input 2,Isolated IEC60664-1,Supply / Input 3,Circuit IEC60664-1,Supply / Output 1, IEC60664-1,Supply / Output 2, IEC60664-1,Output 1 / Output 2, IEC60664-1,Input 1 / Output 1, IEC60664-1,Input 1 / Output 2, IEC60664-1,Input 2 / Output 1, IEC60664-1,Input 2 / Output 2, IEC60664-1,Input 3 / Output 1, IEC60664-1,Input 3 / Output 2, IEC60664-1,Input 1 / Input 2, IEC60664-1,Input 2 / Input 3, IEC60664-1,Input 1 / Input 3,
RM4TU_81.0 | · ¦ ,Phase lost , · ¦ ,Phase sequence, - ¦ ,Over / undervoltage (symmetry windows mode), - ¦ ,Over voltage, · ¦ ,Undervoltage , - ¦ ,Phase asymmetry, - ¦ ,Disconnection of neutral, - ¦ ,Voltage Regeneration, Extreme undervoltage, Extreme overvoltage, Extreme asymmetry,
RM4TU_9.0 | 30 x 106 switching cycles ¦ IEC61810-1
RM4TU_92.0 | IEC62314,Only for solid state output,
RM4TU_93.0 | IEC62314,Only for solid state output,
RM4TU_94.0 | Voltage Peak Detection ¦ ,Measurement method,
RM4TU_95.0 | Fixed value ¦ ,Phase lost , Fixed value ¦ ,Phase sequence, - ¦ ,Over / undervoltage (symmetry windows mode), - ¦ ,Over voltage, RM4TU01: ~ 3 x 160…3 x 220 RM4TU02: ~ 3 x 300…3 x 430 ¦ ,Undervoltage , - ¦ ,Phase asymmetry, Disconnection of neutral, Voltage Regeneration, Extreme undervoltage, Extreme Overvoltage, Extreme Asymmetry,
RM4TU_96.0 | Adjustable 0.1…10 ¦ ,"OFF" delay, - ¦ ,"ON" delay, - ¦ ,Inhibition,
RM4UA0 | Not specified ¦ IEC60721-3-3,Climatic category, Germanisher Lloyd,Environmental category, IEC60947-5-1,Cyclic Damp Heat Test, Not specified ¦ ,Supply,Rated Not specified ¦ ,Input 1,Voltage Input 2,Spec Input 3, Output 1, Output 2, - ¦ ,Over / undervoltage (windows mode), Without memory ¦ ,Over voltage, - ¦ ,Undervoltage , RM4UA01xx: ~/-- 0.05…5 RM4UA02xx: ~/-- 1…100 RM4UA03xx: ~/-- 30…500 RM4UA31xx: 6.6 RM4UA32xx: ~/-- 23 ¦ ,E1-M / B1-C, RM4UA01xx: 43 RM4UA02xx: ~/-- 112 RM4UA03xx: ~/-- 668 ¦ ,E2-M / B2-C, RM4UA01xx: 71 RM4UA02xx: ~/-- 225 RM4UA03xx: ~/-- 1111 ¦ ,E3-M / B3-C, A1+ / A2-, - ¦ ,Built in current transformer, RM4UA01xx: ~/-- 0.05…0.5 RM4UA02xx: ~/-- 1…10 ¦ ,E1-M / B1-C, RM4UA01xx: ~/-- 0.3…3 RM4UA02xx: ~/-- 5…50 RM4UA03xx: ~/-- 30…300 ¦ ,E2-M / B2-C, RM4UA01xx: ~/-- 0.5…5 RM4UA02xx: ~/-- 10…100 RM4UA03xx: ~/-- 50…500 ¦ ,E3-M / B3-C, A1+ / A2-, - ¦ ,Built in current transformer, - ¦ ,E1-M / B1-C, Adjustable 10%...100% ¦ ,E2-M / B2-C, Adjustable 10%...100% ¦ ,E3-M / B3-C, A1+ / A2-, - ¦ ,Built in current transformer, Adjustable 5%...30% of threshold setting ¦ ,E1-M / B1-C, Adjustable 5%...30% of threshold setting ¦ ,E2-M / B2-C, Adjustable 5%...30% of threshold setting ¦ ,E3-M / B3-C, A1+ / A2-, - ¦ ,Built in current transformer, Resistive Voltage Step Down B1-C, B2-C, B3-C 50 / 60 Not specified +/- 5% of full scale value Not specified < 0.5% over whole range 0.06% / oC 80 Voltage Peak Detection MTTFd, B10d,
RM4UA0_1.0 | Depth,
RM4UA0_10.0 | Not specified
RM4UA0_11.0 | RM4UA0xB: ~24 RM4UA0xF: ~110…130 RM4UA0xM: ~220…240 0.85…1.1 Un
RM4UA0_12.0 | Not specified ¦ ,Operation,
RM4UA0_13.0 | Not specified ¦ ,Storage,
RM4UA0_14.0 | IEC60068-2-29
RM4UA0_15.0 | Not specified ¦ ,Cable stripping length,
RM4UA0_16.0 | Supply,Terminal Input 1, Input 2, Input 3, Output 1, Not specified ¦ ,Output 2,
RM4UA0_17.0 | Not specified ¦ IEC60947-1,Solid cable without cable end (screw terminal), Not specified ¦ IEC60947-1,Flexible cable with cable end (screw terminal), - ¦ IEC60947-1,Solid cable (spring terminal), - ¦ IEC60947-1,Flexible cable (spring terminal),
RM4UA0_18.0 | Not specified
RM4UA0_19.0
RM4UA0_2.0 | Height,
RM4UA0_20.0 | Yes ¦ IEC60255-27,Supply / Input 1, Yes ¦ IEC60255-27,Supply / Input 2, Yes ¦ IEC60255-27,Supply / Input 3, IEC60255-27,Supply / Output 1, IEC60255-27,Supply / Output 2, IEC60255-27,Output 1 / Output 2, IEC60255-27,Input 1 / Output 1, IEC60255-27,Input 1 / Output 2, IEC60255-27,Input 2 / Output 1, IEC60255-27,Input 2 / Output 2, IEC60255-27,Input 3 / Output 1, IEC60255-27,Input 3 / Output 2, IEC60255-27,Input 1 / Input 2, IEC60255-27,Input 2 / Input 3, IEC60255-27,Input 1 / Input 3,
RM4UA0_21.0 | EN60255-6, IEC60255-6 No 73/23/EEC + 93/68/EEC No 89/336/EEC + 92/31/EEC + 93/68/EEC 2002/95/EC
RM4UA0_22.0 | Not specified
RM4UA0_23.0 | IEC50082-2 ¦ ,Generic immunity standard, Level 3 (6kV / 8kV) ¦ IEC61000-4-2,Electrostatic discharge, Level 3 (10V/m) ¦ IEC61000-4-3,Radiated RF & electromagnetic field, Level 3 (2kV coupling / 4kV direct) ¦ IEC61000-4-4,Fast transient / burst, Level 3 (1kV phase-phase) ¦ IEC61000-4-5,Surge, Level 3 (10V) ¦ IEC61000-4-6,Conducted RF disturbance, IEC61000-4-8,Power frequency magnetic field, Class 3 (0%, 40%, 70%, 80% of Us) ¦ IEC61000-4-11,Voltage dips, short interruption & variations on power line, IEC61000-4-18,1 MHz oscillation wave, IEC61000-4-29,DC voltage interruption, Not tested ¦ IEC61000-4-13,Low frequency harmonics, ? ¦ Germanisher Lloyd,Conducted low frequency interference (harmonics), IEC61000-6-3, IEC61000-6-4 ¦ ,Generic emission standard, Class B Group1 ¦ EN55022 / CISPR22,Radiated RF & electromagnetic field (IT equiment), Class B Group1 ¦ EN55011 / CISPR11,Radiated RF & electromagnetic field (Medical equiment), EMC 2 ¦ Germanisher Lloyd,Radiated emission from enclosure port, Class B Group1 ¦ EN55022 / CISPR22,Conducted RF emission on power line (IT equiment), Class B Group1 ¦ EN55011 / CISPR11,Conducted RF emission on power line (Medical equiment), EMC 2 ¦ Germanisher Lloyd,Conducted emission,
RM4UA0_29.0 | Not specified ¦ IEC60529,Terminal Block, Not specified ¦ IEC60529,Housing, IEC60529,Front Panel,
RM4UA0_298.0 | 168
RM4UA0_3.0 | 22.5 x 78 x 80 ¦ ,Width,
RM4UA0_30.0 | Power supply availability, Power supply not availability, Timing in-progress, Output is energized, Output is de-energized, Range Setting Changes,
RM4UA0_31.0 | UL, CSA, GL, C-Tick, GOST, CE
RM4UA0_32.0 | UL, CSA, GL, C-Tick, GOST
RM4UA0_33.0 | Not specified ¦ IEC60068-2-30,Damp heat,
RM4UA0_34.0 | Not specified ¦ ,through Un power reset, through front panel reset, through input control reset,
RM4UA0_35.0 | Not specified ¦ ,on crossing the threshold,
RM4UA0_36.0 | IEC60068-3-3
RM4UA0_37.0 | Not specified ¦ IEC60068-2-27
RM4UA0_38.0 | 50 / 60 Not specified
RM4UA0_39.0 | A1-A2
RM4UA0_4.0 | IEC60255-27,Supply / Input 1, IEC60255-27,Supply / Input 2, IEC60255-27,Supply / Input 3, IEC60255-27,Supply / Output 1, IEC60255-27,Supply / Output 2, IEC60255-27,Output 1 / Output 2, IEC60255-27,Input 1 / Output 1, IEC60255-27,Input 1 / Output 2, IEC60255-27,Input 2 / Output 1, IEC60255-27,Input 2 / Output 2, IEC60255-27,Input 3 / Output 1, IEC60255-27,Input 3 / Output 2, IEC60255-27,Input 1 / Input 2, IEC60255-27,Input 2 / Input 3, IEC60255-27,Input 1 / Input 3,
RM4UA0_40.0 | Not specified ¦ IEC60664-1
RM4UA0_41.0 | IEC60947-5-1
RM4UA0_42.0 | Not specified ¦ IEC60947-1,Tightening torque,
RM4UA0_43.0 | Not specified ¦ IEC60068-2-6
RM4UA0_45.0 | -
RM4UA0_47.0 | Not specified
RM4UA0_48.0 | MTTF, B10,
RM4UA0_49.0 | IEC60947-5-1,Relay Output by external fuse, IEC62314,Solid State Output by external fuse,
RM4UA0_5.0 | Not specified
RM4UA0_50.0 | Not specified ¦ ,In relation to normal vertical mounting plane,
RM4UA0_51.0 | On Top Hat 35mm DIN rail ¦ IEC/EN 60715,Without socket, - ¦ IEC/EN 60715,With socket,
RM4UA0_53.0 | 15-16-18
RM4UA0_54.0 | 1 x C/O relay contacts
RM4UA0_55.0 | Not specified ¦ IEC60664-1
RM4UA0_59.0 | ~ 250 ¦ ,Maximum switching voltage, 8 ¦ ,Maximum switching current, 2000VA ¦ ,Maximum switching capacity,
RM4UA0_6.0 | Not specified ¦ IEC60947-4-1,AC-1, IEC60947-4-1,DC-1, IEC60947-5-1,AC-15, IEC60947-5-1,DC-13,
RM4UA0_60.0 | Not specified ¦ IEC60947-5-4,Minimum switching voltage, Not specified ¦ IEC60947-5-4,Minimum switching current, Not specified ¦ IEC60947-5-4,Minimum switching capacity,
RM4UA0_61.0 | Not specified ¦ ,Horizontal, Not specified ¦ ,Vertical,
RM4UA0_62.0
RM4UA0_63.0 | Energized on fault ¦ ,R1 (11-12-14), R2 (21-22-24),
RM4UA0_64.0
RM4UA0_65.0
RM4UA0_67.0 | RM4UA0xB: ~ 2VA RM4UA0xF: ~ 3.3VA RM4UA0xM: ~ 3.5VA
RM4UA0_68.0 | - ¦ ,"OFF" delay, - ¦ ,"ON" delay, - ¦ ,Inhibition,
RM4UA0_7.0 | IEC60664-1,Supply, IEC60664-1,Input 1, IEC60664-1,Input 2, IEC60664-1,Input 3, IEC60664-1,Output 1, IEC60664-1,Output 2, IEC60664-1,Supply / Input 1,Galvanic IEC60664-1,Supply / Input 2,Isolated IEC60664-1,Supply / Input 3,Circuit IEC60664-1,Supply / Output 1, IEC60664-1,Supply / Output 2, IEC60664-1,Output 1 / Output 2, IEC60664-1,Input 1 / Output 1, IEC60664-1,Input 1 / Output 2, IEC60664-1,Input 2 / Output 1, Not specified ¦ IEC60664-1,Input 2 / Output 2, IEC60664-1,Input 3 / Output 1, IEC60664-1,Input 3 / Output 2, IEC60664-1,Input 1 / Input 2, IEC60664-1,Input 2 / Input 3, IEC60664-1,Input 1 / Input 3,
RM4UA0_70.0 | - -
RM4UA0_77.0 | IEC61810-1,Rated switching current,
RM4UA0_78.0 | IEC61810-1,Rated switching voltage,
RM4UA0_8.0 | IEC60664-1,Supply, IEC60664-1,Input 1, IEC60664-1,Input 2, IEC60664-1,Input 3, Not specified ¦ IEC60664-1,Output 1, IEC60664-1,Output 2, IEC60664-1,Supply / Input 1,Galvanic IEC60664-1,Supply / Input 2,Isolated IEC60664-1,Supply / Input 3,Circuit IEC60664-1,Supply / Output 1, IEC60664-1,Supply / Output 2, IEC60664-1,Output 1 / Output 2, IEC60664-1,Input 1 / Output 1, IEC60664-1,Input 1 / Output 2, IEC60664-1,Input 2 / Output 1, Not specified ¦ IEC60664-1,Input 2 / Output 2, IEC60664-1,Input 3 / Output 1, IEC60664-1,Input 3 / Output 2, IEC60664-1,Input 1 / Input 2, IEC60664-1,Input 2 / Input 3, IEC60664-1,Input 1 / Input 3,
RM4UA0_9.0 | Not specified ¦ IEC61810-1
RM4UA0_92.0 | - ¦ IEC62314,Only for solid state output,
RM4UA0_93.0 | - ¦ IEC62314,Only for solid state output,
RM4UA0_96.0 | - ¦ ,"OFF" delay, - ¦ ,"ON" delay, - ¦ ,Inhibition,
RM4UA3 | Not specified ¦ IEC60721-3-3,Climatic category, Germanisher Lloyd,Environmental category, IEC60947-5-1,Cyclic Damp Heat Test, Not specified ¦ ,Supply,Rated Not specified ¦ ,Input 1,Voltage Input 2,Spec Input 3, Output 1, Output 2, - ¦ ,Over / undervoltage (windows mode), Without memory ¦ ,Over voltage, Without memory ¦ ,Undervoltage , RM4UA31xx: ~/-- 0.05…5 RM4UA32xx: ~/-- 1…100 RM4UA33xx: ~/-- 30…500 RM4UA31xx: 6.6 RM4UA32xx: ~/-- 23 ¦ ,E1-M / B1-C, RM4UA31xx: 43 RM4UA32xx: ~/-- 112 RM4UA33xx: ~/-- 668 ¦ ,E2-M / B2-C, RM4UA31xx: 71 RM4UA32xx: ~/-- 225 RM4UA33xx: ~/-- 1111 ¦ ,E3-M / B3-C, A1+ / A2-, - ¦ ,Built in current transformer, RM4UA31xx: ~/-- 0.05…0.5 RM4UA32xx: ~/-- 1…10 ¦ ,E1-M / B1-C, RM4UA31xx: ~/-- 0.3…3 RM4UA32xx: ~/-- 5…50 RM4UA33xx: ~/-- 30…300 ¦ ,E2-M / B2-C, RM4UA31xx: ~/-- 0.5…5 RM4UA32xx: ~/-- 10…100 RM4UA33xx: ~/-- 50…500 ¦ ,E3-M / B3-C, A1+ / A2-, - ¦ ,Built in current transformer, - ¦ ,E1-M / B1-C, Adjustable 10%...100% ¦ ,E2-M / B2-C, Adjustable 10%...100% ¦ ,E3-M / B3-C, A1+ / A2-, - ¦ ,Built in current transformer, Adjustable 5%...30% of threshold setting ¦ ,E1-M / B1-C, Adjustable 5%...30% of threshold setting ¦ ,E2-M / B2-C, Adjustable 5%...30% of threshold setting ¦ ,E3-M / B3-C, A1+ / A2-, - ¦ ,Built in current transformer, Resistive Voltage Step Down B1-C, B2-C, B3-C 50 / 60 Not specified +/- 5% of full scale value Not specified < 0.5% over whole range 0.06% / oC 80 Voltage Peak Detection MTTFd, B10d,
RM4UA3_1.0 | Depth,
RM4UA3_10.0 | Not specified
RM4UA3_11.0 | RM4UA3xMW: ~/-- 24…240 RM4UA3xF: ~110…130 RM4UA3xM: ~220…240 RM4UA3xQ: ~380…415 0.85…1.1 Un
RM4UA3_12.0 | Not specified ¦ ,Operation,
RM4UA3_13.0 | Not specified ¦ ,Storage,
RM4UA3_14.0 | IEC60068-2-29
RM4UA3_15.0 | Not specified ¦ ,Cable stripping length,
RM4UA3_16.0 | Supply,Terminal Input 1, Input 2, Input 3, Output 1, Not specified ¦ ,Output 2,
RM4UA3_17.0 | Not specified ¦ IEC60947-1,Solid cable without cable end (screw terminal), Not specified ¦ IEC60947-1,Flexible cable with cable end (screw terminal), - ¦ IEC60947-1,Solid cable (spring terminal), - ¦ IEC60947-1,Flexible cable (spring terminal),
RM4UA3_18.0 | Not specified
RM4UA3_19.0
RM4UA3_2.0 | Height,
RM4UA3_20.0 | Yes ¦ IEC60255-27,Supply / Input 1, Yes ¦ IEC60255-27,Supply / Input 2, Yes ¦ IEC60255-27,Supply / Input 3, IEC60255-27,Supply / Output 1, IEC60255-27,Supply / Output 2, IEC60255-27,Output 1 / Output 2, IEC60255-27,Input 1 / Output 1, IEC60255-27,Input 1 / Output 2, IEC60255-27,Input 2 / Output 1, IEC60255-27,Input 2 / Output 2, IEC60255-27,Input 3 / Output 1, IEC60255-27,Input 3 / Output 2, IEC60255-27,Input 1 / Input 2, IEC60255-27,Input 2 / Input 3, IEC60255-27,Input 1 / Input 3,
RM4UA3_21.0 | EN60255-6, IEC60255-6 No 73/23/EEC + 93/68/EEC No 89/336/EEC + 92/31/EEC + 93/68/EEC 2002/95/EC
RM4UA3_22.0 | Not specified
RM4UA3_23.0 | IEC50082-2 ¦ ,Generic immunity standard, Level 3 (6kV / 8kV) ¦ IEC61000-4-2,Electrostatic discharge, Level 3 (10V/m) ¦ IEC61000-4-3,Radiated RF & electromagnetic field, Level 3 (2kV coupling / 4kV direct) ¦ IEC61000-4-4,Fast transient / burst, Level 3 (1kV phase-phase) ¦ IEC61000-4-5,Surge, Level 3 (10V) ¦ IEC61000-4-6,Conducted RF disturbance, IEC61000-4-8,Power frequency magnetic field, Class 3 (0%, 40%, 70%, 80% of Us) ¦ IEC61000-4-11,Voltage dips, short interruption & variations on power line, IEC61000-4-18,1 MHz oscillation wave, IEC61000-4-29,DC voltage interruption, Not tested ¦ IEC61000-4-13,Low frequency harmonics, ? ¦ Germanisher Lloyd,Conducted low frequency interference (harmonics), IEC61000-6-3, IEC61000-6-4 ¦ ,Generic emission standard, Class B Group1 ¦ EN55022 / CISPR22,Radiated RF & electromagnetic field (IT equiment), Class B Group1 ¦ EN55011 / CISPR11,Radiated RF & electromagnetic field (Medical equiment), EMC 2 ¦ Germanisher Lloyd,Radiated emission from enclosure port, Class B Group1 ¦ EN55022 / CISPR22,Conducted RF emission on power line (IT equiment), Class B Group1 ¦ EN55011 / CISPR11,Conducted RF emission on power line (Medical equiment), EMC 2 ¦ Germanisher Lloyd,Conducted emission,
RM4UA3_29.0 | Not specified ¦ IEC60529,Terminal Block, Not specified ¦ IEC60529,Housing, IEC60529,Front Panel,
RM4UA3_298.0 | 168
RM4UA3_3.0 | 22.5 x 78 x 80 ¦ ,Width,
RM4UA3_30.0 | Power supply availability, Power supply not availability, Timing in-progress, Output is energized, Output is de-energized, Range Setting Changes,
RM4UA3_31.0 | UL, CSA, GL, C-Tick, GOST, CE
RM4UA3_32.0 | UL, CSA, GL, C-Tick, GOST
RM4UA3_33.0 | Not specified ¦ IEC60068-2-30,Damp heat,
RM4UA3_34.0 | Not specified ¦ ,through Un power reset, through front panel reset, through input control reset,
RM4UA3_35.0 | Not specified ¦ ,on crossing the threshold,
RM4UA3_36.0 | IEC60068-3-3
RM4UA3_37.0 | Not specified ¦ IEC60068-2-27
RM4UA3_38.0 | 50 / 60 Not specified
RM4UA3_39.0 | A1-A2
RM4UA3_4.0 | IEC60255-27,Supply / Input 1, IEC60255-27,Supply / Input 2, IEC60255-27,Supply / Input 3, IEC60255-27,Supply / Output 1, IEC60255-27,Supply / Output 2, IEC60255-27,Output 1 / Output 2, IEC60255-27,Input 1 / Output 1, IEC60255-27,Input 1 / Output 2, IEC60255-27,Input 2 / Output 1, IEC60255-27,Input 2 / Output 2, IEC60255-27,Input 3 / Output 1, IEC60255-27,Input 3 / Output 2, IEC60255-27,Input 1 / Input 2, IEC60255-27,Input 2 / Input 3, IEC60255-27,Input 1 / Input 3,
RM4UA3_40.0 | Not specified ¦ IEC60664-1
RM4UA3_41.0 | IEC60947-5-1
RM4UA3_42.0 | Not specified ¦ IEC60947-1,Tightening torque,
RM4UA3_43.0 | Not specified ¦ IEC60068-2-6
RM4UA3_45.0 | +/- 10% of full scales
RM4UA3_47.0 | Not specified
RM4UA3_48.0 | MTTF, B10,
RM4UA3_49.0 | IEC60947-5-1,Relay Output by external fuse, IEC62314,Solid State Output by external fuse,
RM4UA3_5.0 | Not specified
RM4UA3_50.0 | Not specified ¦ ,In relation to normal vertical mounting plane,
RM4UA3_51.0 | On Top Hat 35mm DIN rail ¦ IEC/EN 60715,Without socket, - ¦ IEC/EN 60715,With socket,
RM4UA3_53.0 | 15-16-18, 25-26-28
RM4UA3_54.0 | 2 x C/O relay contacts
RM4UA3_55.0 | Not specified ¦ IEC60664-1
RM4UA3_59.0 | ~ 250 ¦ ,Maximum switching voltage, 8 ¦ ,Maximum switching current, 2000VA ¦ ,Maximum switching capacity,
RM4UA3_6.0 | Not specified ¦ IEC60947-4-1,AC-1, IEC60947-4-1,DC-1, IEC60947-5-1,AC-15, IEC60947-5-1,DC-13,
RM4UA3_60.0 | Not specified ¦ IEC60947-5-4,Minimum switching voltage, Not specified ¦ IEC60947-5-4,Minimum switching current, Not specified ¦ IEC60947-5-4,Minimum switching capacity,
RM4UA3_61.0 | Not specified ¦ ,Horizontal, Not specified ¦ ,Vertical,
RM4UA3_62.0
RM4UA3_63.0 | Energized on fault ¦ ,R1 (11-12-14), R2 (21-22-24),
RM4UA3_64.0
RM4UA3_65.0
RM4UA3_67.0 | RM4UA3xMW: ~ 3.3VA, -- 1.2W RM4UA3xF: ~ 3.3VA RM4UA3xM: ~ 3.4VA RM4UA3xQ: ~ 3VA
RM4UA3_68.0 | · ¦ ,"OFF" delay, - ¦ ,"ON" delay, - ¦ ,Inhibition,
RM4UA3_7.0 | IEC60664-1,Supply, IEC60664-1,Input 1, IEC60664-1,Input 2, IEC60664-1,Input 3, IEC60664-1,Output 1, IEC60664-1,Output 2, IEC60664-1,Supply / Input 1,Galvanic IEC60664-1,Supply / Input 2,Isolated IEC60664-1,Supply / Input 3,Circuit IEC60664-1,Supply / Output 1, IEC60664-1,Supply / Output 2, IEC60664-1,Output 1 / Output 2, IEC60664-1,Input 1 / Output 1, IEC60664-1,Input 1 / Output 2, IEC60664-1,Input 2 / Output 1, Not specified ¦ IEC60664-1,Input 2 / Output 2, IEC60664-1,Input 3 / Output 1, IEC60664-1,Input 3 / Output 2, IEC60664-1,Input 1 / Input 2, IEC60664-1,Input 2 / Input 3, IEC60664-1,Input 1 / Input 3,
RM4UA3_70.0 | < 0.5% over whole range 0.07% / oC
RM4UA3_77.0 | IEC61810-1,Rated switching current,
RM4UA3_78.0 | IEC61810-1,Rated switching voltage,
RM4UA3_8.0 | IEC60664-1,Supply, IEC60664-1,Input 1, IEC60664-1,Input 2, IEC60664-1,Input 3, Not specified ¦ IEC60664-1,Output 1, IEC60664-1,Output 2, IEC60664-1,Supply / Input 1,Galvanic IEC60664-1,Supply / Input 2,Isolated IEC60664-1,Supply / Input 3,Circuit IEC60664-1,Supply / Output 1, IEC60664-1,Supply / Output 2, IEC60664-1,Output 1 / Output 2, IEC60664-1,Input 1 / Output 1, IEC60664-1,Input 1 / Output 2, IEC60664-1,Input 2 / Output 1, Not specified ¦ IEC60664-1,Input 2 / Output 2, IEC60664-1,Input 3 / Output 1, IEC60664-1,Input 3 / Output 2, IEC60664-1,Input 1 / Input 2, IEC60664-1,Input 2 / Input 3, IEC60664-1,Input 1 / Input 3,
RM4UA3_9.0 | Not specified ¦ IEC61810-1
RM4UA3_92.0 | - ¦ IEC62314,Only for solid state output,
RM4UA3_93.0 | - ¦ IEC62314,Only for solid state output,
RM4UA3_96.0 | Adjustable (0.5…1),(0.15…3),(0.5…10),(1.5…30) ¦ ,"OFF" delay, - ¦ ,"ON" delay, - ¦ ,Inhibition,
RM4UB | 3K3 ¦ IEC60721-3-3,Climatic category, Germanisher Lloyd,Environmental category, IEC60947-5-1,Cyclic Damp Heat Test, Supply,Rated Input 1,Voltage Input 2,Spec Input 3, Output 1, Output 2, Resistive Voltage Step Down ¦ ,Measurement mode, MTTFd, B10d,
RM4UB_1.0 | Depth,
RM4UB_10.0 | Not specified
RM4UB_11.0 | RM4UB34: ~80…220 RM4UB35: ~160…300 RM4UB34: ~60…300 RM4UB35: ~160…300
RM4UB_12.0 | -20…+65 ¦ ,Operation,
RM4UB_13.0 | -40…+85 ¦ ,Storage,
RM4UB_14.0 | IEC60068-2-29
RM4UB_15.0 | Not specified ¦ ,Cable stripping length,
RM4UB_16.0 | Supply,Terminal Input 1, Input 2, Input 3, Output 1, Output 2,
RM4UB_17.0 | 2 conductor: 2.5 ¦ IEC60947-1,Solid cable without cable end (screw terminal), 2 conductor: 1.5 ¦ IEC60947-1,Flexible cable with cable end (screw terminal), - ¦ IEC60947-1,Solid cable (spring terminal), - ¦ IEC60947-1,Flexible cable (spring terminal),
RM4UB_18.0 | 90/10 Nickel Silver
RM4UB_19.0
RM4UB_2.0 | Height,
RM4UB_20.0 | IEC60255-27,Supply / Input 1, IEC60255-27,Supply / Input 2, IEC60255-27,Supply / Input 3, IEC60255-27,Supply / Output 1, IEC60255-27,Supply / Output 2, IEC60255-27,Output 1 / Output 2, IEC60255-27,Input 1 / Output 1, IEC60255-27,Input 1 / Output 2, IEC60255-27,Input 2 / Output 1, IEC60255-27,Input 2 / Output 2, IEC60255-27,Input 3 / Output 1, IEC60255-27,Input 3 / Output 2, IEC60255-27,Input 1 / Input 2, IEC60255-27,Input 2 / Input 3, IEC60255-27,Input 1 / Input 3,
RM4UB_21.0 | EN60255-6, IEC60255-6 2006/95/EC 2004/108/EC 2002/95/EC
RM4UB_22.0 | Not specified
RM4UB_23.0 | IEC50082-2 ¦ ,Generic immunity standard, Level 3 (6kV / 8kV) ¦ IEC61000-4-2,Electrostatic discharge, Level 3 (10V/m) ¦ IEC61000-4-3,Radiated RF & electromagnetic field, Level 3 (2kV coupling / 4kV direct) ¦ IEC61000-4-4,Fast transient / burst, Level 3 (1kV phase-phase) ¦ IEC61000-4-5,Surge, Level 3 (10V) ¦ IEC61000-4-6,Conducted RF disturbance, IEC61000-4-8,Power frequency magnetic field, Class 3 (0%, 40%, 70%, 80% of Us) ¦ IEC61000-4-11,Voltage dips, short interruption & variations on power line, IEC61000-4-18,1 MHz oscillation wave, IEC61000-4-29,DC voltage interruption, Not tested ¦ IEC61000-4-13,Low frequency harmonics, ? ¦ Germanisher Lloyd,Conducted low frequency interference (harmonics), IEC50081-1, IEC50081-2 ¦ ,Generic emission standard, Class B Group 1 ¦ EN55022 / CISPR22,Radiated RF & electromagnetic field (IT equiment), Class B Group 1 ¦ EN55011 / CISPR11,Radiated RF & electromagnetic field (Medical equiment), EMC 2 ¦ Germanisher Lloyd,Radiated emission from enclosure port, Class B Group 1 ¦ EN55022 / CISPR22,Conducted RF emission on power line (IT equiment), Class B Group 1 ¦ EN55011 / CISPR11,Conducted RF emission on power line (Medical equiment), EMC 2 ¦ Germanisher Lloyd,Conducted emission,
RM4UB_24.0 | - ¦ ,Phase cut, - ¦ ,Phase sequence, - ¦ ,Over / undervoltage (symmetry windows mode), Fixed 5% of de-energization threshold ¦ ,Over voltage, Fixed 5% of de-energization threshold ¦ ,Undervoltage , - ¦ ,Phase asymmetry, Disconnection of neutral, Voltage Regeneration, Extreme undervoltage (Phase loss), Extreme Overvoltage, Extreme Asymmetry,
RM4UB_25.0 | 50 / 60 ¦ ,Rated frequency, 47.5…63 ¦ ,Frequency operating range,
RM4UB_26.0 | RM4UB34: ~ 160…300 RM4UB35: ~ 160…300 ¦ ,Input nominal voltage selection,
RM4UB_27.0 | L1-L3 ¦ ,Input terminal,
RM4UB_28.0 | Not specified ¦ ,Internal input resistance,
RM4UB_29.0 | IP20 ¦ IEC60529,Terminal Block, IP50 ¦ IEC60529,Housing, Not specified ¦ IEC60529,Front Panel,
RM4UB_298.0 | 110
RM4UB_3.0 | 22.5 x 78 x 80 ¦ ,Width,
RM4UB_30.0 | Power supply availability, Power supply not availability, Timing in-progress, Output is energized, Output is de-energized, Range Setting Changes, Phase Cut, Phase Sequence Swap, Undervoltage <U, Overvoltage >U, Phase Asymmetry, Voltage Regeneration, Extreme Undervoltage <U (Phase loss), Extreme Overvoltage >U, Extreme Phase Asymmetry,
RM4UB_31.0 | UL, CSA, GL, C-Tick, GOST
RM4UB_32.0 | UL, CSA, GL, C-Tick, GOST
RM4UB_33.0 | 15%...85% ¦ IEC60068-2-30,Damp heat,XX
RM4UB_34.0 | Not specified ¦ ,through Un power reset, through front panel reset, through input control reset,
RM4UB_35.0 | Not specified ¦ ,on crossing the threshold,
RM4UB_36.0 | IEC60068-3-3
RM4UB_37.0 | 15 gn ¦ IEC60068-2-27
RM4UB_38.0 | 50 / 60 47.5…63
RM4UB_39.0 | L1-L3
RM4UB_4.0 | IEC60255-27,Supply / Input 1, IEC60255-27,Supply / Input 2, IEC60255-27,Supply / Input 3, IEC60255-27,Supply / Output 1, IEC60255-27,Supply / Output 2, IEC60255-27,Output 1 / Output 2, IEC60255-27,Input 1 / Output 1, IEC60255-27,Input 1 / Output 2, IEC60255-27,Input 2 / Output 1, IEC60255-27,Input 2 / Output 2, IEC60255-27,Input 3 / Output 1, IEC60255-27,Input 3 / Output 2, IEC60255-27,Input 1 / Input 2, IEC60255-27,Input 2 / Input 3, IEC60255-27,Input 1 / Input 3,
RM4UB_40.0 | IEC60664-1
RM4UB_41.0 | IEC60947-5-1
RM4UB_42.0 | 0.6…1.1 ¦ IEC60947-1,Tightening torque,
RM4UB_43.0 | a=0.35ms from 10Hz…55Hz ¦ IEC60068-2-6
RM4UB_44.0 | +/- 3% of set value ¦ ,Setting accuracy,
RM4UB_45.0 | +/- 10% of full scales value
RM4UB_46.0 | Not specified ¦ ,Repeat accuracy (constant parameters),
RM4UB_47.0 | Not specified
RM4UB_48.0 | MTTF, B10,
RM4UB_49.0 | IEC60947-5-1,Relay Output by external fuse, IEC62314,Solid State Output by external fuse,
RM4UB_5.0 | Not specified
RM4UB_50.0 | Any position ¦ ,In relation to normal vertical mounting plane,
RM4UB_51.0 | On Top Hat 35mm DIN rail ¦ IEC/EN 60715,Without socket, - ¦ IEC/EN 60715,With socket,
RM4UB_53.0 | 15-16-18, 25-26-28
RM4UB_54.0 | 2 x C/O relay contacts
RM4UB_55.0 | IEC60664-1
RM4UB_58.0 | 80 ¦ ,Maximum measuring cycles,
RM4UB_59.0 | ~ 250 ¦ ,Maximum switching voltage, 8 ¦ ,Maximum switching current, 2000 ¦ ,Maximum switching capacity,
RM4UB_6.0 | Not specified ¦ IEC60947-4-1,AC-1, IEC60947-4-1,DC-1, IEC60947-5-1,AC-15, IEC60947-5-1,DC-13,
RM4UB_60.0 | 12 ¦ IEC60947-5-4,Minimum switching voltage, 10 ¦ IEC60947-5-4,Minimum switching current, 120 ¦ IEC60947-5-4,Minimum switching capacity,
RM4UB_61.0 | Not specified ¦ ,Horizontal, Not specified ¦ ,Vertical,
RM4UB_62.0
RM4UB_63.0 | Energized on fault-free ¦ ,R1 (11-12-14), R2 (21-22-24),
RM4UB_64.0
RM4UB_65.0
RM4UB_66.0 | Not specified ¦ ,permissible input overload,
RM4UB_67.0 | Not specified
RM4UB_68.0 | · ¦ ,"OFF" delay, · ¦ ,"ON" delay, - ¦ ,Inhibition,
RM4UB_69.0 | - ¦ ,Phase cut, - ¦ ,Phase sequence, - ¦ ,Over / undervoltage (symmetry windows mode), Adjustable within measurement range ¦ ,Over voltage, Adjustable within measurement range ¦ ,Undervoltage , - ¦ ,Phase asymmetry, Disconnection of neutral, Voltage Regeneration, Extreme undervoltage (Phase loss), Extreme Overvoltage, Extreme Asymmetry,
RM4UB_7.0 | IEC60664-1,Supply, IEC60664-1,Input 1, IEC60664-1,Input 2, IEC60664-1,Input 3, IEC60664-1,Output 1, IEC60664-1,Output 2, IEC60664-1,Supply / Input 1,Galvanic IEC60664-1,Supply / Input 2,Isolated IEC60664-1,Supply / Input 3,Circuit IEC60664-1,Supply / Output 1, IEC60664-1,Supply / Output 2, IEC60664-1,Output 1 / Output 2, IEC60664-1,Input 1 / Output 1, IEC60664-1,Input 1 / Output 2, IEC60664-1,Input 2 / Output 1, IEC60664-1,Input 2 / Output 2, IEC60664-1,Input 3 / Output 1, IEC60664-1,Input 3 / Output 2, IEC60664-1,Input 1 / Input 2, IEC60664-1,Input 2 / Input 3, IEC60664-1,Input 1 / Input 3,
RM4UB_70.0 | < 0.5% =< 0.07% / oC
RM4UB_71.0 | < 0.5% ¦ ,Measurement error with supply voltage variation, =< 0.06% / oC ¦ ,Measurement error with temperature variation,
RM4UB_77.0 | IEC61810-1,Rated switching current,
RM4UB_78.0 | IEC61810-1,Rated switching voltage,
RM4UB_8.0 | IEC60664-1,Supply, IEC60664-1,Input 1, IEC60664-1,Input 2, IEC60664-1,Input 3, IEC60664-1,Output 1, IEC60664-1,Output 2, IEC60664-1,Supply / Input 1,Galvanic IEC60664-1,Supply / Input 2,Isolated IEC60664-1,Supply / Input 3,Circuit IEC60664-1,Supply / Output 1, IEC60664-1,Supply / Output 2, IEC60664-1,Output 1 / Output 2, IEC60664-1,Input 1 / Output 1, IEC60664-1,Input 1 / Output 2, IEC60664-1,Input 2 / Output 1, IEC60664-1,Input 2 / Output 2, IEC60664-1,Input 3 / Output 1, IEC60664-1,Input 3 / Output 2, IEC60664-1,Input 1 / Input 2, IEC60664-1,Input 2 / Input 3, IEC60664-1,Input 1 / Input 3,
RM4UB_81.0 | - ¦ ,Phase lost , - ¦ ,Phase sequence, - ¦ ,Over / undervoltage (symmetry windows mode), - ¦ ,Over voltage, - ¦ ,Undervoltage , - ¦ ,Phase asymmetry, - ¦ ,Disconnection of neutral, - ¦ ,Voltage Regeneration, Extreme undervoltage, Extreme overvoltage, Extreme asymmetry,
RM4UB_9.0 | 30 x 106 switching cycles ¦ IEC61810-1
RM4UB_92.0 | IEC62314,Only for solid state output,
RM4UB_93.0 | IEC62314,Only for solid state output,
RM4UB_94.0 | Voltage Peak Detection ¦ ,Measurement method,
RM4UB_95.0 | Fixed value ¦ ,Phase lost , Fixed value ¦ ,Phase sequence, - ¦ ,Over / undervoltage (symmetry windows mode), RM4UB34: ~ 160…220 RM4UB34: ~ 220…300 ¦ ,Over voltage, RM4UB34: ~ 80…120 RM4UB34: ~ 160…220 ¦ ,Undervoltage , - ¦ ,Phase asymmetry, Disconnection of neutral, Voltage Regeneration, Extreme undervoltage, Extreme Overvoltage, Extreme Asymmetry,
RM4UB_96.0 | Adjustable 0.1…10 ¦ ,"OFF" delay, - ¦ ,"ON" delay, - ¦ ,Inhibition,
col13 | IEC60721-3-3,Climatic category, Germanisher Lloyd,Environmental category, IEC60947-5-1,Cyclic Damp Heat Test, Supply,Rated Input 1,Voltage Input 2,Spec Input 3, Output 1, Output 2, Over / undercurrent (windows mode), Over current, Under current, E1-M / B1-C, E2-M / B2-C, E3-M / B3-C, A1+ / A2-, Built in current transformer, E1-M / B1-C, E2-M / B2-C, E3-M / B3-C, A1+ / A2-, Built in current transformer, E1-M / B1-C, E2-M / B2-C, E3-M / B3-C, A1+ / A2-, Built in current transformer, E1-M / B1-C, E2-M / B2-C, E3-M / B3-C, A1+ / A2-, Built in current transformer, MTTFd, B10d,
col13_1.0 | Depth,
col13_10.0
col13_11.0
col13_12.0 | Operation,
col13_13.0 | Storage,
col13_14.0 | IEC60068-2-29
col13_15.0 | Cable stripping length,
col13_16.0 | Supply,Terminal Input 1, Input 2, Input 3, Output 1, Output 2,
col13_17.0 | IEC60947-1,Solid cable without cable end (screw terminal), IEC60947-1,Flexible cable with cable end (screw terminal), IEC60947-1,Solid cable (spring terminal), IEC60947-1,Flexible cable (spring terminal),
col13_18.0
col13_19.0
col13_2.0 | Height,
col13_20.0 | IEC60255-27,Supply / Input 1, IEC60255-27,Supply / Input 2, IEC60255-27,Supply / Input 3, IEC60255-27,Supply / Output 1, IEC60255-27,Supply / Output 2, IEC60255-27,Output 1 / Output 2, IEC60255-27,Input 1 / Output 1, IEC60255-27,Input 1 / Output 2, IEC60255-27,Input 2 / Output 1, IEC60255-27,Input 2 / Output 2, IEC60255-27,Input 3 / Output 1, IEC60255-27,Input 3 / Output 2, IEC60255-27,Input 1 / Input 2, IEC60255-27,Input 2 / Input 3, IEC60255-27,Input 1 / Input 3,
col13_21.0
col13_22.0
col13_23.0 | Generic immunity standard, IEC61000-4-2,Electrostatic discharge, IEC61000-4-3,Radiated RF & electromagnetic field, IEC61000-4-4,Fast transient / burst, IEC61000-4-5,Surge, IEC61000-4-6,Conducted RF disturbance, IEC61000-4-8,Power frequency magnetic field, IEC61000-4-11,Voltage dips, short interruption & variations on power line, IEC61000-4-18,1 MHz oscillation wave, IEC61000-4-29,DC voltage interruption, IEC61000-4-13,Low frequency harmonics, Germanisher Lloyd,Conducted low frequency interference (harmonics), Generic emission standard, EN55022 / CISPR22,Radiated RF & electromagnetic field (IT equiment), EN55011 / CISPR11,Radiated RF & electromagnetic field (Medical equiment), Germanisher Lloyd,Radiated emission from enclosure port, EN55022 / CISPR22,Conducted RF emission on power line (IT equiment), EN55011 / CISPR11,Conducted RF emission on power line (Medical equiment), Germanisher Lloyd,Conducted emission,
col13_29.0 | IEC60529,Terminal Block, IEC60529,Housing, IEC60529,Front Panel,
col13_298.0
col13_3.0 | Width,
col13_30.0 | Power supply availability, Power supply not availability, Timing in-progress, Output is energized, Output is de-energized, Range Setting Changes,
col13_31.0
col13_32.0
col13_33.0 | IEC60068-2-30,Damp heat,
col13_34.0 | through Un power reset, through front panel reset, through input control reset,
col13_35.0 | on crossing the threshold,
col13_36.0 | IEC60068-3-3
col13_37.0 | IEC60068-2-27
col13_38.0
col13_39.0
col13_4.0 | IEC60255-27,Supply / Input 1, IEC60255-27,Supply / Input 2, IEC60255-27,Supply / Input 3, IEC60255-27,Supply / Output 1, IEC60255-27,Supply / Output 2, IEC60255-27,Output 1 / Output 2, IEC60255-27,Input 1 / Output 1, IEC60255-27,Input 1 / Output 2, IEC60255-27,Input 2 / Output 1, IEC60255-27,Input 2 / Output 2, IEC60255-27,Input 3 / Output 1, IEC60255-27,Input 3 / Output 2, IEC60255-27,Input 1 / Input 2, IEC60255-27,Input 2 / Input 3, IEC60255-27,Input 1 / Input 3,
col13_40.0 | IEC60664-1
col13_41.0 | IEC60947-5-1
col13_42.0 | IEC60947-1,Tightening torque,
col13_43.0 | IEC60068-2-6
col13_45.0
col13_47.0
col13_48.0 | MTTF, B10,
col13_49.0 | IEC60947-5-1,Relay Output by external fuse, IEC62314,Solid State Output by external fuse,
col13_5.0
col13_50.0 | In relation to normal vertical mounting plane,
col13_51.0 | IEC/EN 60715,Without socket, IEC/EN 60715,With socket,
col13_53.0
col13_54.0
col13_55.0 | IEC60664-1
col13_59.0 | Maximum switching voltage, Maximum switching current, Maximum switching capacity,
col13_6.0 | IEC60947-4-1,AC-1, IEC60947-4-1,DC-1, IEC60947-5-1,AC-15, IEC60947-5-1,DC-13,
col13_60.0 | IEC60947-5-4,Minimum switching voltage, IEC60947-5-4,Minimum switching current, IEC60947-5-4,Minimum switching capacity,
col13_61.0 | Horizontal, Vertical,
col13_62.0
col13_63.0 | R1 (11-12-14), R2 (21-22-24),
col13_64.0
col13_65.0
col13_67.0
col13_68.0 | "OFF" delay, "ON" delay, Inhibition,
col13_7.0 | IEC60664-1,Supply, IEC60664-1,Input 1, IEC60664-1,Input 2, IEC60664-1,Input 3, IEC60664-1,Output 1, IEC60664-1,Output 2, IEC60664-1,Supply / Input 1,Galvanic IEC60664-1,Supply / Input 2,Isolated IEC60664-1,Supply / Input 3,Circuit IEC60664-1,Supply / Output 1, IEC60664-1,Supply / Output 2, IEC60664-1,Output 1 / Output 2, IEC60664-1,Input 1 / Output 1, IEC60664-1,Input 1 / Output 2, IEC60664-1,Input 2 / Output 1, IEC60664-1,Input 2 / Output 2, IEC60664-1,Input 3 / Output 1, IEC60664-1,Input 3 / Output 2, IEC60664-1,Input 1 / Input 2, IEC60664-1,Input 2 / Input 3, IEC60664-1,Input 1 / Input 3,
col13_70.0
col13_77.0 | IEC61810-1,Rated switching current,
col13_78.0 | IEC61810-1,Rated switching voltage,
col13_8.0 | IEC60664-1,Supply, IEC60664-1,Input 1, IEC60664-1,Input 2, IEC60664-1,Input 3, IEC60664-1,Output 1, IEC60664-1,Output 2, IEC60664-1,Supply / Input 1,Galvanic IEC60664-1,Supply / Input 2,Isolated IEC60664-1,Supply / Input 3,Circuit IEC60664-1,Supply / Output 1, IEC60664-1,Supply / Output 2, IEC60664-1,Output 1 / Output 2, IEC60664-1,Input 1 / Output 1, IEC60664-1,Input 1 / Output 2, IEC60664-1,Input 2 / Output 1, IEC60664-1,Input 2 / Output 2, IEC60664-1,Input 3 / Output 1, IEC60664-1,Input 3 / Output 2, IEC60664-1,Input 1 / Input 2, IEC60664-1,Input 2 / Input 3, IEC60664-1,Input 1 / Input 3,
col13_9.0 | IEC61810-1
col13_92.0 | IEC62314,Only for solid state output,
col13_93.0 | IEC62314,Only for solid state output,
col13_96.0 | "OFF" delay, "ON" delay, Inhibition,
col14 | IEC60721-3-3,Climatic category, Germanisher Lloyd,Environmental category, IEC60947-5-1,Cyclic Damp Heat Test, Supply,Rated Input 1,Voltage Input 2,Spec Input 3, Output 1, Output 2, Over / undercurrent (windows mode), Over current, Under current, E1-M / B1-C, E2-M / B2-C, E3-M / B3-C, A1+ / A2-, Built in current transformer, E1-M / B1-C, E2-M / B2-C, E3-M / B3-C, A1+ / A2-, Built in current transformer, E1-M / B1-C, E2-M / B2-C, E3-M / B3-C, A1+ / A2-, Built in current transformer, E1-M / B1-C, E2-M / B2-C, E3-M / B3-C, A1+ / A2-, Built in current transformer, MTTFd, B10d,
col14_1.0 | Depth,
col14_10.0
col14_11.0
col14_12.0 | Operation,
col14_13.0 | Storage,
col14_14.0 | IEC60068-2-29
col14_15.0 | Cable stripping length,
col14_16.0 | Supply,Terminal Input 1, Input 2, Input 3, Output 1, Output 2,
col14_17.0 | IEC60947-1,Solid cable without cable end (screw terminal), IEC60947-1,Flexible cable with cable end (screw terminal), IEC60947-1,Solid cable (spring terminal), IEC60947-1,Flexible cable (spring terminal),
col14_18.0
col14_19.0
col14_2.0 | Height,
col14_20.0 | IEC60255-27,Supply / Input 1, IEC60255-27,Supply / Input 2, IEC60255-27,Supply / Input 3, IEC60255-27,Supply / Output 1, IEC60255-27,Supply / Output 2, IEC60255-27,Output 1 / Output 2, IEC60255-27,Input 1 / Output 1, IEC60255-27,Input 1 / Output 2, IEC60255-27,Input 2 / Output 1, IEC60255-27,Input 2 / Output 2, IEC60255-27,Input 3 / Output 1, IEC60255-27,Input 3 / Output 2, IEC60255-27,Input 1 / Input 2, IEC60255-27,Input 2 / Input 3, IEC60255-27,Input 1 / Input 3,
col14_21.0
col14_22.0
col14_23.0 | Generic immunity standard, IEC61000-4-2,Electrostatic discharge, IEC61000-4-3,Radiated RF & electromagnetic field, IEC61000-4-4,Fast transient / burst, IEC61000-4-5,Surge, IEC61000-4-6,Conducted RF disturbance, IEC61000-4-8,Power frequency magnetic field, IEC61000-4-11,Voltage dips, short interruption & variations on power line, IEC61000-4-18,1 MHz oscillation wave, IEC61000-4-29,DC voltage interruption, IEC61000-4-13,Low frequency harmonics, Germanisher Lloyd,Conducted low frequency interference (harmonics), Generic emission standard, EN55022 / CISPR22,Radiated RF & electromagnetic field (IT equiment), EN55011 / CISPR11,Radiated RF & electromagnetic field (Medical equiment), Germanisher Lloyd,Radiated emission from enclosure port, EN55022 / CISPR22,Conducted RF emission on power line (IT equiment), EN55011 / CISPR11,Conducted RF emission on power line (Medical equiment), Germanisher Lloyd,Conducted emission,
col14_29.0 | IEC60529,Terminal Block, IEC60529,Housing, IEC60529,Front Panel,
col14_298.0
col14_3.0 | Width,
col14_30.0 | Power supply availability, Power supply not availability, Timing in-progress, Output is energized, Output is de-energized, Range Setting Changes,
col14_31.0
col14_32.0
col14_33.0 | IEC60068-2-30,Damp heat,
col14_34.0 | through Un power reset, through front panel reset, through input control reset,
col14_35.0 | on crossing the threshold,
col14_36.0 | IEC60068-3-3
col14_37.0 | IEC60068-2-27
col14_38.0
col14_39.0
col14_4.0 | IEC60255-27,Supply / Input 1, IEC60255-27,Supply / Input 2, IEC60255-27,Supply / Input 3, IEC60255-27,Supply / Output 1, IEC60255-27,Supply / Output 2, IEC60255-27,Output 1 / Output 2, IEC60255-27,Input 1 / Output 1, IEC60255-27,Input 1 / Output 2, IEC60255-27,Input 2 / Output 1, IEC60255-27,Input 2 / Output 2, IEC60255-27,Input 3 / Output 1, IEC60255-27,Input 3 / Output 2, IEC60255-27,Input 1 / Input 2, IEC60255-27,Input 2 / Input 3, IEC60255-27,Input 1 / Input 3,
col14_40.0 | IEC60664-1
col14_41.0 | IEC60947-5-1
col14_42.0 | IEC60947-1,Tightening torque,
col14_43.0 | IEC60068-2-6
col14_45.0
col14_47.0
col14_48.0 | MTTF, B10,
col14_49.0 | IEC60947-5-1,Relay Output by external fuse, IEC62314,Solid State Output by external fuse,
col14_5.0
col14_50.0 | In relation to normal vertical mounting plane,
col14_51.0 | IEC/EN 60715,Without socket, IEC/EN 60715,With socket,
col14_53.0
col14_54.0
col14_55.0 | IEC60664-1
col14_59.0 | Maximum switching voltage, Maximum switching current, Maximum switching capacity,
col14_6.0 | IEC60947-4-1,AC-1, IEC60947-4-1,DC-1, IEC60947-5-1,AC-15, IEC60947-5-1,DC-13,
col14_60.0 | IEC60947-5-4,Minimum switching voltage, IEC60947-5-4,Minimum switching current, IEC60947-5-4,Minimum switching capacity,
col14_61.0 | Horizontal, Vertical,
col14_62.0
col14_63.0 | R1 (11-12-14), R2 (21-22-24),
col14_64.0
col14_65.0
col14_67.0
col14_68.0 | "OFF" delay, "ON" delay, Inhibition,
col14_7.0 | IEC60664-1,Supply, IEC60664-1,Input 1, IEC60664-1,Input 2, IEC60664-1,Input 3, IEC60664-1,Output 1, IEC60664-1,Output 2, IEC60664-1,Supply / Input 1,Galvanic IEC60664-1,Supply / Input 2,Isolated IEC60664-1,Supply / Input 3,Circuit IEC60664-1,Supply / Output 1, IEC60664-1,Supply / Output 2, IEC60664-1,Output 1 / Output 2, IEC60664-1,Input 1 / Output 1, IEC60664-1,Input 1 / Output 2, IEC60664-1,Input 2 / Output 1, IEC60664-1,Input 2 / Output 2, IEC60664-1,Input 3 / Output 1, IEC60664-1,Input 3 / Output 2, IEC60664-1,Input 1 / Input 2, IEC60664-1,Input 2 / Input 3, IEC60664-1,Input 1 / Input 3,
col14_70.0
col14_77.0 | IEC61810-1,Rated switching current,
col14_78.0 | IEC61810-1,Rated switching voltage,
col14_8.0 | IEC60664-1,Supply, IEC60664-1,Input 1, IEC60664-1,Input 2, IEC60664-1,Input 3, IEC60664-1,Output 1, IEC60664-1,Output 2, IEC60664-1,Supply / Input 1,Galvanic IEC60664-1,Supply / Input 2,Isolated IEC60664-1,Supply / Input 3,Circuit IEC60664-1,Supply / Output 1, IEC60664-1,Supply / Output 2, IEC60664-1,Output 1 / Output 2, IEC60664-1,Input 1 / Output 1, IEC60664-1,Input 1 / Output 2, IEC60664-1,Input 2 / Output 1, IEC60664-1,Input 2 / Output 2, IEC60664-1,Input 3 / Output 1, IEC60664-1,Input 3 / Output 2, IEC60664-1,Input 1 / Input 2, IEC60664-1,Input 2 / Input 3, IEC60664-1,Input 1 / Input 3,
col14_9.0 | IEC61810-1
col14_92.0 | IEC62314,Only for solid state output,
col14_93.0 | IEC62314,Only for solid state output,
col14_96.0 | "OFF" delay, "ON" delay, Inhibition,
col15 | IEC60721-3-3,Climatic category, Germanisher Lloyd,Environmental category, IEC60947-5-1,Cyclic Damp Heat Test, Supply,Rated Input 1,Voltage Input 2,Spec Input 3, Output 1, Output 2, Measurement mode, MTTFd, B10d, IEC60721-3-3,Climatic category, Germanisher Lloyd,Environmental category, IEC60947-5-1,Cyclic Damp Heat Test, Supply,Rated Input 1,Voltage Input 2,Spec Input 3, Output 1, Output 2, Over / undercurrent (windows mode), Over current, Under current, E1-M / B1-C, E2-M / B2-C, E3-M / B3-C, A1+ / A2-, Built in current transformer, E1-M / B1-C, E2-M / B2-C, E3-M / B3-C, A1+ / A2-, Built in current transformer, E1-M / B1-C, E2-M / B2-C, E3-M / B3-C, A1+ / A2-, Built in current transformer, E1-M / B1-C, E2-M / B2-C, E3-M / B3-C, A1+ / A2-, Built in current transformer, MTTFd, B10d,
col15Maximum length of probes cable | Maximum length of probes cable,
col15Maximum probe supplied current | Maximum probe supplied current,
col15Maximum probe supplied voltage | Maximum probe supplied voltage,
col15_1.0 | Depth, Depth,
col15_10.0
col15_11.0
col15_12.0 | Operation, Operation,
col15_13.0 | Storage, Storage,
col15_14.0 | IEC60068-2-29 IEC60068-2-29
col15_15.0 | Cable stripping length, Cable stripping length,
col15_16.0 | Supply,Terminal Input 1, Input 2, Input 3, Output 1, Output 2, Supply,Terminal Input 1, Input 2, Input 3, Output 1, Output 2,
col15_17.0 | IEC60947-1,Solid cable without cable end (screw terminal), IEC60947-1,Flexible cable with cable end (screw terminal), IEC60947-1,Solid cable (spring terminal), IEC60947-1,Flexible cable (spring terminal), IEC60947-1,Solid cable without cable end (screw terminal), IEC60947-1,Flexible cable with cable end (screw terminal), IEC60947-1,Solid cable (spring terminal), IEC60947-1,Flexible cable (spring terminal),
col15_18.0
col15_19.0
col15_2.0 | Height, Height,
col15_20.0 | IEC60255-27,Supply / Input 1, IEC60255-27,Supply / Input 2, IEC60255-27,Supply / Input 3, IEC60255-27,Supply / Output 1, IEC60255-27,Supply / Output 2, IEC60255-27,Output 1 / Output 2, IEC60255-27,Input 1 / Output 1, IEC60255-27,Input 1 / Output 2, IEC60255-27,Input 2 / Output 1, IEC60255-27,Input 2 / Output 2, IEC60255-27,Input 3 / Output 1, IEC60255-27,Input 3 / Output 2, IEC60255-27,Input 1 / Input 2, IEC60255-27,Input 2 / Input 3, IEC60255-27,Input 1 / Input 3, IEC60255-27,Supply / Input 1, IEC60255-27,Supply / Input 2, IEC60255-27,Supply / Input 3, IEC60255-27,Supply / Output 1, IEC60255-27,Supply / Output 2, IEC60255-27,Output 1 / Output 2, IEC60255-27,Input 1 / Output 1, IEC60255-27,Input 1 / Output 2, IEC60255-27,Input 2 / Output 1, IEC60255-27,Input 2 / Output 2, IEC60255-27,Input 3 / Output 1, IEC60255-27,Input 3 / Output 2, IEC60255-27,Input 1 / Input 2, IEC60255-27,Input 2 / Input 3, IEC60255-27,Input 1 / Input 3,
col15_21.0
col15_22.0
col15_23.0 | Generic immunity standard, IEC61000-4-2,Electrostatic discharge, IEC61000-4-3,Radiated RF & electromagnetic field, IEC61000-4-4,Fast transient / burst, IEC61000-4-5,Surge, IEC61000-4-6,Conducted RF disturbance, IEC61000-4-8,Power frequency magnetic field, IEC61000-4-11,Voltage dips, short interruption & variations on power line, IEC61000-4-18,1 MHz oscillation wave, IEC61000-4-29,DC voltage interruption, IEC61000-4-13,Low frequency harmonics, Germanisher Lloyd,Conducted low frequency interference (harmonics), Generic emission standard, EN55022 / CISPR22,Radiated RF & electromagnetic field (IT equiment), EN55011 / CISPR11,Radiated RF & electromagnetic field (Medical equiment), Germanisher Lloyd,Radiated emission from enclosure port, EN55022 / CISPR22,Conducted RF emission on power line (IT equiment), EN55011 / CISPR11,Conducted RF emission on power line (Medical equiment), Germanisher Lloyd,Conducted emission, Generic immunity standard, IEC61000-4-2,Electrostatic discharge, IEC61000-4-3,Radiated RF & electromagnetic field, IEC61000-4-4,Fast transient / burst, IEC61000-4-5,Surge, IEC61000-4-6,Conducted RF disturbance, IEC61000-4-8,Power frequency magnetic field, IEC61000-4-11,Voltage dips, short interruption & variations on power line, IEC61000-4-18,1 MHz oscillation wave, IEC61000-4-29,DC voltage interruption, IEC61000-4-13,Low frequency harmonics, Germanisher Lloyd,Conducted low frequency interference (harmonics), Generic emission standard, EN55022 / CISPR22,Radiated RF & electromagnetic field (IT equiment), EN55011 / CISPR11,Radiated RF & electromagnetic field (Medical equiment), Germanisher Lloyd,Radiated emission from enclosure port, EN55022 / CISPR22,Conducted RF emission on power line (IT equiment), EN55011 / CISPR11,Conducted RF emission on power line (Medical equiment), Germanisher Lloyd,Conducted emission,
col15_24.0 | 1 level - Fill operation, 1 level - Empty operation, 2 level - Fill operation, 2 level - Empty operation,
col15_25.0 | Maximum cable capacitance,
col15_27.0 | Input terminal,
col15_28.0 | Internal input resistance,
col15_29.0 | IEC60529,Terminal Block, IEC60529,Housing, IEC60529,Front Panel, IEC60529,Terminal Block, IEC60529,Housing, IEC60529,Front Panel,
col15_298.0
col15_3.0 | Width, Width,
col15_30.0 | Power supply availability, Power supply not availability, Timing in-progress, Output is energized, Output is de-energized, Range Setting Changes, Power supply availability, Power supply not availability, Timing in-progress, Output is energized, Output is de-energized, Range Setting Changes,
col15_31.0
col15_32.0
col15_33.0 | IEC60068-2-30,Damp heat, IEC60068-2-30,Damp heat,
col15_34.0 | through Un power reset, through front panel reset, through input control reset, through Un power reset, through front panel reset, through input control reset,
col15_35.0 | on crossing the threshold, on crossing the threshold,
col15_36.0 | IEC60068-3-3 IEC60068-3-3
col15_37.0 | IEC60068-2-27 IEC60068-2-27
col15_38.0
col15_39.0
col15_4.0 | IEC60255-27,Supply / Input 1, IEC60255-27,Supply / Input 2, IEC60255-27,Supply / Input 3, IEC60255-27,Supply / Output 1, IEC60255-27,Supply / Output 2, IEC60255-27,Output 1 / Output 2, IEC60255-27,Input 1 / Output 1, IEC60255-27,Input 1 / Output 2, IEC60255-27,Input 2 / Output 1, IEC60255-27,Input 2 / Output 2, IEC60255-27,Input 3 / Output 1, IEC60255-27,Input 3 / Output 2, IEC60255-27,Input 1 / Input 2, IEC60255-27,Input 2 / Input 3, IEC60255-27,Input 1 / Input 3, IEC60255-27,Supply / Input 1, IEC60255-27,Supply / Input 2, IEC60255-27,Supply / Input 3, IEC60255-27,Supply / Output 1, IEC60255-27,Supply / Output 2, IEC60255-27,Output 1 / Output 2, IEC60255-27,Input 1 / Output 1, IEC60255-27,Input 1 / Output 2, IEC60255-27,Input 2 / Output 1, IEC60255-27,Input 2 / Output 2, IEC60255-27,Input 3 / Output 1, IEC60255-27,Input 3 / Output 2, IEC60255-27,Input 1 / Input 2, IEC60255-27,Input 2 / Input 3, IEC60255-27,Input 1 / Input 3,
col15_40.0 | IEC60664-1 IEC60664-1
col15_41.0 | IEC60947-5-1 IEC60947-5-1
col15_42.0 | IEC60947-1,Tightening torque, IEC60947-1,Tightening torque,
col15_43.0 | IEC60068-2-6 IEC60068-2-6
col15_44.0 | Setting accuracy,
col15_45.0
col15_46.0 | Repeat accuracy (constant parameters),
col15_47.0
col15_48.0 | MTTF, B10, MTTF, B10,
col15_49.0 | IEC60947-5-1,Relay Output by external fuse, IEC62314,Solid State Output by external fuse, IEC60947-5-1,Relay Output by external fuse, IEC62314,Solid State Output by external fuse,
col15_5.0
col15_50.0 | In relation to normal vertical mounting plane, In relation to normal vertical mounting plane,
col15_51.0 | IEC/EN 60715,Without socket, IEC/EN 60715,With socket, IEC/EN 60715,Without socket, IEC/EN 60715,With socket,
col15_53.0
col15_54.0
col15_55.0 | IEC60664-1 IEC60664-1
col15_58.0 | Maximum measuring cycles,
col15_59.0 | Maximum switching voltage, Maximum switching current, Maximum switching capacity, Maximum switching voltage, Maximum switching current, Maximum switching capacity,
col15_6.0 | IEC60947-4-1,AC-1, IEC60947-4-1,DC-1, IEC60947-5-1,AC-15, IEC60947-5-1,DC-13, IEC60947-4-1,AC-1, IEC60947-4-1,DC-1, IEC60947-5-1,AC-15, IEC60947-5-1,DC-13,
col15_60.0 | IEC60947-5-4,Minimum switching voltage, IEC60947-5-4,Minimum switching current, IEC60947-5-4,Minimum switching capacity, IEC60947-5-4,Minimum switching voltage, IEC60947-5-4,Minimum switching current, IEC60947-5-4,Minimum switching capacity,
col15_61.0 | Horizontal, Vertical, Horizontal, Vertical,
col15_62.0
col15_63.0 | R1 (11-12-14), R2 (21-22-24), R1 (11-12-14), R2 (21-22-24),
col15_64.0
col15_65.0
col15_67.0
col15_68.0 | "OFF" delay, "ON" delay, Inhibition, "OFF" delay, "ON" delay, Inhibition,
col15_69.0 | 1 level - Fill operation, 1 level - Empty operation, 2 level - Fill operation, 2 level - Empty operation,
col15_7.0 | IEC60664-1,Supply, IEC60664-1,Input 1, IEC60664-1,Input 2, IEC60664-1,Input 3, IEC60664-1,Output 1, IEC60664-1,Output 2, IEC60664-1,Supply / Input 1,Galvanic IEC60664-1,Supply / Input 2,Isolated IEC60664-1,Supply / Input 3,Circuit IEC60664-1,Supply / Output 1, IEC60664-1,Supply / Output 2, IEC60664-1,Output 1 / Output 2, IEC60664-1,Input 1 / Output 1, IEC60664-1,Input 1 / Output 2, IEC60664-1,Input 2 / Output 1, IEC60664-1,Input 2 / Output 2, IEC60664-1,Input 3 / Output 1, IEC60664-1,Input 3 / Output 2, IEC60664-1,Input 1 / Input 2, IEC60664-1,Input 2 / Input 3, IEC60664-1,Input 1 / Input 3, IEC60664-1,Supply, IEC60664-1,Input 1, IEC60664-1,Input 2, IEC60664-1,Input 3, IEC60664-1,Output 1, IEC60664-1,Output 2, IEC60664-1,Supply / Input 1,Galvanic IEC60664-1,Supply / Input 2,Isolated IEC60664-1,Supply / Input 3,Circuit IEC60664-1,Supply / Output 1, IEC60664-1,Supply / Output 2, IEC60664-1,Output 1 / Output 2, IEC60664-1,Input 1 / Output 1, IEC60664-1,Input 1 / Output 2, IEC60664-1,Input 2 / Output 1, IEC60664-1,Input 2 / Output 2, IEC60664-1,Input 3 / Output 1, IEC60664-1,Input 3 / Output 2, IEC60664-1,Input 1 / Input 2, IEC60664-1,Input 2 / Input 3, IEC60664-1,Input 1 / Input 3,
col15_70.0
col15_71.0 | Measurement error with supply voltage variation, Measurement error with temperature variation,
col15_77.0 | IEC61810-1,Rated switching current, IEC61810-1,Rated switching current,
col15_78.0 | IEC61810-1,Rated switching voltage, IEC61810-1,Rated switching voltage,
col15_8.0 | IEC60664-1,Supply, IEC60664-1,Input 1, IEC60664-1,Input 2, IEC60664-1,Input 3, IEC60664-1,Output 1, IEC60664-1,Output 2, IEC60664-1,Supply / Input 1,Galvanic IEC60664-1,Supply / Input 2,Isolated IEC60664-1,Supply / Input 3,Circuit IEC60664-1,Supply / Output 1, IEC60664-1,Supply / Output 2, IEC60664-1,Output 1 / Output 2, IEC60664-1,Input 1 / Output 1, IEC60664-1,Input 1 / Output 2, IEC60664-1,Input 2 / Output 1, IEC60664-1,Input 2 / Output 2, IEC60664-1,Input 3 / Output 1, IEC60664-1,Input 3 / Output 2, IEC60664-1,Input 1 / Input 2, IEC60664-1,Input 2 / Input 3, IEC60664-1,Input 1 / Input 3, IEC60664-1,Supply, IEC60664-1,Input 1, IEC60664-1,Input 2, IEC60664-1,Input 3, IEC60664-1,Output 1, IEC60664-1,Output 2, IEC60664-1,Supply / Input 1,Galvanic IEC60664-1,Supply / Input 2,Isolated IEC60664-1,Supply / Input 3,Circuit IEC60664-1,Supply / Output 1, IEC60664-1,Supply / Output 2, IEC60664-1,Output 1 / Output 2, IEC60664-1,Input 1 / Output 1, IEC60664-1,Input 1 / Output 2, IEC60664-1,Input 2 / Output 1, IEC60664-1,Input 2 / Output 2, IEC60664-1,Input 3 / Output 1, IEC60664-1,Input 3 / Output 2, IEC60664-1,Input 1 / Input 2, IEC60664-1,Input 2 / Input 3, IEC60664-1,Input 1 / Input 3,
col15_81.0 | 1 level - Fill operation, 1 level - Empty operation, 2 level - Fill operation, 2 level - Empty operation,
col15_9.0 | IEC61810-1 IEC61810-1
col15_92.0 | IEC62314,Only for solid state output, IEC62314,Only for solid state output,
col15_93.0 | IEC62314,Only for solid state output, IEC62314,Only for solid state output,
col15_94.0 | Measurement method,
col15_95.0 | 1 level - Fill operation, 1 level - Empty operation, 2 level - Fill operation, 2 level - Empty operation,
col15_96.0 | "OFF" delay, "ON" delay, Inhibition, "OFF" delay, "ON" delay, Inhibition,
col16 | IEC60721-3-3,Climatic category, Germanisher Lloyd,Environmental category, IEC60947-5-1,Cyclic Damp Heat Test, Supply,Rated Input 1,Voltage Input 2,Spec Input 3, Output 1, Output 2, Measurement mode, MTTFd, B10d, IEC60721-3-3,Climatic category, Germanisher Lloyd,Environmental category, IEC60947-5-1,Cyclic Damp Heat Test, Supply,Rated Input 1,Voltage Input 2,Spec Input 3, Output 1, Output 2, Over / undercurrent (windows mode), Over current, Under current, E1-M / B1-C, E2-M / B2-C, E3-M / B3-C, A1+ / A2-, Built in current transformer, E1-M / B1-C, E2-M / B2-C, E3-M / B3-C, A1+ / A2-, Built in current transformer, E1-M / B1-C, E2-M / B2-C, E3-M / B3-C, A1+ / A2-, Built in current transformer, E1-M / B1-C, E2-M / B2-C, E3-M / B3-C, A1+ / A2-, Built in current transformer, MTTFd, B10d,
col16Maximum length of probes cable | Maximum length of probes cable,
col16Maximum probe supplied current | Maximum probe supplied current,
col16Maximum probe supplied voltage | Maximum probe supplied voltage,
col16_1.0 | Depth, Depth,
col16_10.0
col16_11.0
col16_12.0 | Operation, Operation,
col16_13.0 | Storage, Storage,
col16_14.0 | IEC60068-2-29 IEC60068-2-29
col16_15.0 | Cable stripping length, Cable stripping length,
col16_16.0 | Supply,Terminal Input 1, Input 2, Input 3, Output 1, Output 2, Supply,Terminal Input 1, Input 2, Input 3, Output 1, Output 2,
col16_17.0 | IEC60947-1,Solid cable without cable end (screw terminal), IEC60947-1,Flexible cable with cable end (screw terminal), IEC60947-1,Solid cable (spring terminal), IEC60947-1,Flexible cable (spring terminal), IEC60947-1,Solid cable without cable end (screw terminal), IEC60947-1,Flexible cable with cable end (screw terminal), IEC60947-1,Solid cable (spring terminal), IEC60947-1,Flexible cable (spring terminal),
col16_18.0
col16_19.0
col16_2.0 | Height, Height,
col16_20.0 | IEC60255-27,Supply / Input 1, IEC60255-27,Supply / Input 2, IEC60255-27,Supply / Input 3, IEC60255-27,Supply / Output 1, IEC60255-27,Supply / Output 2, IEC60255-27,Output 1 / Output 2, IEC60255-27,Input 1 / Output 1, IEC60255-27,Input 1 / Output 2, IEC60255-27,Input 2 / Output 1, IEC60255-27,Input 2 / Output 2, IEC60255-27,Input 3 / Output 1, IEC60255-27,Input 3 / Output 2, IEC60255-27,Input 1 / Input 2, IEC60255-27,Input 2 / Input 3, IEC60255-27,Input 1 / Input 3, IEC60255-27,Supply / Input 1, IEC60255-27,Supply / Input 2, IEC60255-27,Supply / Input 3, IEC60255-27,Supply / Output 1, IEC60255-27,Supply / Output 2, IEC60255-27,Output 1 / Output 2, IEC60255-27,Input 1 / Output 1, IEC60255-27,Input 1 / Output 2, IEC60255-27,Input 2 / Output 1, IEC60255-27,Input 2 / Output 2, IEC60255-27,Input 3 / Output 1, IEC60255-27,Input 3 / Output 2, IEC60255-27,Input 1 / Input 2, IEC60255-27,Input 2 / Input 3, IEC60255-27,Input 1 / Input 3,
col16_21.0
col16_22.0
col16_23.0 | Generic immunity standard, IEC61000-4-2,Electrostatic discharge, IEC61000-4-3,Radiated RF & electromagnetic field, IEC61000-4-4,Fast transient / burst, IEC61000-4-5,Surge, IEC61000-4-6,Conducted RF disturbance, IEC61000-4-8,Power frequency magnetic field, IEC61000-4-11,Voltage dips, short interruption & variations on power line, IEC61000-4-18,1 MHz oscillation wave, IEC61000-4-29,DC voltage interruption, IEC61000-4-13,Low frequency harmonics, Germanisher Lloyd,Conducted low frequency interference (harmonics), Generic emission standard, EN55022 / CISPR22,Radiated RF & electromagnetic field (IT equiment), EN55011 / CISPR11,Radiated RF & electromagnetic field (Medical equiment), Germanisher Lloyd,Radiated emission from enclosure port, EN55022 / CISPR22,Conducted RF emission on power line (IT equiment), EN55011 / CISPR11,Conducted RF emission on power line (Medical equiment), Germanisher Lloyd,Conducted emission, Generic immunity standard, IEC61000-4-2,Electrostatic discharge, IEC61000-4-3,Radiated RF & electromagnetic field, IEC61000-4-4,Fast transient / burst, IEC61000-4-5,Surge, IEC61000-4-6,Conducted RF disturbance, IEC61000-4-8,Power frequency magnetic field, IEC61000-4-11,Voltage dips, short interruption & variations on power line, IEC61000-4-18,1 MHz oscillation wave, IEC61000-4-29,DC voltage interruption, IEC61000-4-13,Low frequency harmonics, Germanisher Lloyd,Conducted low frequency interference (harmonics), Generic emission standard, EN55022 / CISPR22,Radiated RF & electromagnetic field (IT equiment), EN55011 / CISPR11,Radiated RF & electromagnetic field (Medical equiment), Germanisher Lloyd,Radiated emission from enclosure port, EN55022 / CISPR22,Conducted RF emission on power line (IT equiment), EN55011 / CISPR11,Conducted RF emission on power line (Medical equiment), Germanisher Lloyd,Conducted emission,
col16_24.0 | 1 level - Fill operation, 1 level - Empty operation, 2 level - Fill operation, 2 level - Empty operation,
col16_25.0 | Maximum cable capacitance,
col16_27.0 | Input terminal,
col16_28.0 | Internal input resistance,
col16_29.0 | IEC60529,Terminal Block, IEC60529,Housing, IEC60529,Front Panel, IEC60529,Terminal Block, IEC60529,Housing, IEC60529,Front Panel,
col16_298.0
col16_3.0 | Width, Width,
col16_30.0 | Power supply availability, Power supply not availability, Timing in-progress, Output is energized, Output is de-energized, Range Setting Changes, Power supply availability, Power supply not availability, Timing in-progress, Output is energized, Output is de-energized, Range Setting Changes,
col16_31.0
col16_32.0
col16_33.0 | IEC60068-2-30,Damp heat, IEC60068-2-30,Damp heat,
col16_34.0 | through Un power reset, through front panel reset, through input control reset, through Un power reset, through front panel reset, through input control reset,
col16_35.0 | on crossing the threshold, on crossing the threshold,
col16_36.0 | IEC60068-3-3 IEC60068-3-3
col16_37.0 | IEC60068-2-27 IEC60068-2-27
col16_38.0
col16_39.0
col16_4.0 | IEC60255-27,Supply / Input 1, IEC60255-27,Supply / Input 2, IEC60255-27,Supply / Input 3, IEC60255-27,Supply / Output 1, IEC60255-27,Supply / Output 2, IEC60255-27,Output 1 / Output 2, IEC60255-27,Input 1 / Output 1, IEC60255-27,Input 1 / Output 2, IEC60255-27,Input 2 / Output 1, IEC60255-27,Input 2 / Output 2, IEC60255-27,Input 3 / Output 1, IEC60255-27,Input 3 / Output 2, IEC60255-27,Input 1 / Input 2, IEC60255-27,Input 2 / Input 3, IEC60255-27,Input 1 / Input 3, IEC60255-27,Supply / Input 1, IEC60255-27,Supply / Input 2, IEC60255-27,Supply / Input 3, IEC60255-27,Supply / Output 1, IEC60255-27,Supply / Output 2, IEC60255-27,Output 1 / Output 2, IEC60255-27,Input 1 / Output 1, IEC60255-27,Input 1 / Output 2, IEC60255-27,Input 2 / Output 1, IEC60255-27,Input 2 / Output 2, IEC60255-27,Input 3 / Output 1, IEC60255-27,Input 3 / Output 2, IEC60255-27,Input 1 / Input 2, IEC60255-27,Input 2 / Input 3, IEC60255-27,Input 1 / Input 3,
col16_40.0 | IEC60664-1 IEC60664-1
col16_41.0 | IEC60947-5-1 IEC60947-5-1
col16_42.0 | IEC60947-1,Tightening torque, IEC60947-1,Tightening torque,
col16_43.0 | IEC60068-2-6 IEC60068-2-6
col16_44.0 | Setting accuracy,
col16_45.0
col16_46.0 | Repeat accuracy (constant parameters),
col16_47.0
col16_48.0 | MTTF, B10, MTTF, B10,
col16_49.0 | IEC60947-5-1,Relay Output by external fuse, IEC62314,Solid State Output by external fuse, IEC60947-5-1,Relay Output by external fuse, IEC62314,Solid State Output by external fuse,
col16_5.0
col16_50.0 | In relation to normal vertical mounting plane, In relation to normal vertical mounting plane,
col16_51.0 | IEC/EN 60715,Without socket, IEC/EN 60715,With socket, IEC/EN 60715,Without socket, IEC/EN 60715,With socket,
col16_53.0
col16_54.0
col16_55.0 | IEC60664-1 IEC60664-1
col16_58.0 | Maximum measuring cycles,
col16_59.0 | Maximum switching voltage, Maximum switching current, Maximum switching capacity, Maximum switching voltage, Maximum switching current, Maximum switching capacity,
col16_6.0 | IEC60947-4-1,AC-1, IEC60947-4-1,DC-1, IEC60947-5-1,AC-15, IEC60947-5-1,DC-13, IEC60947-4-1,AC-1, IEC60947-4-1,DC-1, IEC60947-5-1,AC-15, IEC60947-5-1,DC-13,
col16_60.0 | IEC60947-5-4,Minimum switching voltage, IEC60947-5-4,Minimum switching current, IEC60947-5-4,Minimum switching capacity, IEC60947-5-4,Minimum switching voltage, IEC60947-5-4,Minimum switching current, IEC60947-5-4,Minimum switching capacity,
col16_61.0 | Horizontal, Vertical, Horizontal, Vertical,
col16_62.0
col16_63.0 | R1 (11-12-14), R2 (21-22-24), R1 (11-12-14), R2 (21-22-24),
col16_64.0
col16_65.0
col16_67.0
col16_68.0 | "OFF" delay, "ON" delay, Inhibition, "OFF" delay, "ON" delay, Inhibition,
col16_69.0 | 1 level - Fill operation, 1 level - Empty operation, 2 level - Fill operation, 2 level - Empty operation,
col16_7.0 | IEC60664-1,Supply, IEC60664-1,Input 1, IEC60664-1,Input 2, IEC60664-1,Input 3, IEC60664-1,Output 1, IEC60664-1,Output 2, IEC60664-1,Supply / Input 1,Galvanic IEC60664-1,Supply / Input 2,Isolated IEC60664-1,Supply / Input 3,Circuit IEC60664-1,Supply / Output 1, IEC60664-1,Supply / Output 2, IEC60664-1,Output 1 / Output 2, IEC60664-1,Input 1 / Output 1, IEC60664-1,Input 1 / Output 2, IEC60664-1,Input 2 / Output 1, IEC60664-1,Input 2 / Output 2, IEC60664-1,Input 3 / Output 1, IEC60664-1,Input 3 / Output 2, IEC60664-1,Input 1 / Input 2, IEC60664-1,Input 2 / Input 3, IEC60664-1,Input 1 / Input 3, IEC60664-1,Supply, IEC60664-1,Input 1, IEC60664-1,Input 2, IEC60664-1,Input 3, IEC60664-1,Output 1, IEC60664-1,Output 2, IEC60664-1,Supply / Input 1,Galvanic IEC60664-1,Supply / Input 2,Isolated IEC60664-1,Supply / Input 3,Circuit IEC60664-1,Supply / Output 1, IEC60664-1,Supply / Output 2, IEC60664-1,Output 1 / Output 2, IEC60664-1,Input 1 / Output 1, IEC60664-1,Input 1 / Output 2, IEC60664-1,Input 2 / Output 1, IEC60664-1,Input 2 / Output 2, IEC60664-1,Input 3 / Output 1, IEC60664-1,Input 3 / Output 2, IEC60664-1,Input 1 / Input 2, IEC60664-1,Input 2 / Input 3, IEC60664-1,Input 1 / Input 3,
col16_70.0
col16_71.0 | Measurement error with supply voltage variation, Measurement error with temperature variation,
col16_77.0 | IEC61810-1,Rated switching current, IEC61810-1,Rated switching current,
col16_78.0 | IEC61810-1,Rated switching voltage, IEC61810-1,Rated switching voltage,
col16_8.0 | IEC60664-1,Supply, IEC60664-1,Input 1, IEC60664-1,Input 2, IEC60664-1,Input 3, IEC60664-1,Output 1, IEC60664-1,Output 2, IEC60664-1,Supply / Input 1,Galvanic IEC60664-1,Supply / Input 2,Isolated IEC60664-1,Supply / Input 3,Circuit IEC60664-1,Supply / Output 1, IEC60664-1,Supply / Output 2, IEC60664-1,Output 1 / Output 2, IEC60664-1,Input 1 / Output 1, IEC60664-1,Input 1 / Output 2, IEC60664-1,Input 2 / Output 1, IEC60664-1,Input 2 / Output 2, IEC60664-1,Input 3 / Output 1, IEC60664-1,Input 3 / Output 2, IEC60664-1,Input 1 / Input 2, IEC60664-1,Input 2 / Input 3, IEC60664-1,Input 1 / Input 3, IEC60664-1,Supply, IEC60664-1,Input 1, IEC60664-1,Input 2, IEC60664-1,Input 3, IEC60664-1,Output 1, IEC60664-1,Output 2, IEC60664-1,Supply / Input 1,Galvanic IEC60664-1,Supply / Input 2,Isolated IEC60664-1,Supply / Input 3,Circuit IEC60664-1,Supply / Output 1, IEC60664-1,Supply / Output 2, IEC60664-1,Output 1 / Output 2, IEC60664-1,Input 1 / Output 1, IEC60664-1,Input 1 / Output 2, IEC60664-1,Input 2 / Output 1, IEC60664-1,Input 2 / Output 2, IEC60664-1,Input 3 / Output 1, IEC60664-1,Input 3 / Output 2, IEC60664-1,Input 1 / Input 2, IEC60664-1,Input 2 / Input 3, IEC60664-1,Input 1 / Input 3,
col16_81.0 | 1 level - Fill operation, 1 level - Empty operation, 2 level - Fill operation, 2 level - Empty operation,
col16_9.0 | IEC61810-1 IEC61810-1
col16_92.0 | IEC62314,Only for solid state output, IEC62314,Only for solid state output,
col16_93.0 | IEC62314,Only for solid state output, IEC62314,Only for solid state output,
col16_94.0 | Measurement method,
col16_95.0 | 1 level - Fill operation, 1 level - Empty operation, 2 level - Fill operation, 2 level - Empty operation,
col16_96.0 | "OFF" delay, "ON" delay, Inhibition, "OFF" delay, "ON" delay, Inhibition,
col17 | IEC60721-3-3,Climatic category, Germanisher Lloyd,Environmental category, IEC60947-5-1,Cyclic Damp Heat Test, Supply,Rated Input 1,Voltage Input 2,Spec Input 3, Output 1, Output 2, Over / undervoltage (windows mode), Over voltage, Undervoltage , E1-M / B1-C, E2-M / B2-C, E3-M / B3-C, A1+ / A2-, Built in current transformer, E1-M / B1-C, E2-M / B2-C, E3-M / B3-C, A1+ / A2-, Built in current transformer, E1-M / B1-C, E2-M / B2-C, E3-M / B3-C, A1+ / A2-, Built in current transformer, E1-M / B1-C, E2-M / B2-C, E3-M / B3-C, A1+ / A2-, Built in current transformer, MTTFd, B10d,
col17_1.0 | Depth,
col17_10.0
col17_11.0
col17_12.0 | Operation,
col17_13.0 | Storage,
col17_14.0 | IEC60068-2-29
col17_15.0 | Cable stripping length,
col17_16.0 | Supply,Terminal Input 1, Input 2, Input 3, Output 1, Output 2,
col17_17.0 | IEC60947-1,Solid cable without cable end (screw terminal), IEC60947-1,Flexible cable with cable end (screw terminal), IEC60947-1,Solid cable (spring terminal), IEC60947-1,Flexible cable (spring terminal),
col17_18.0
col17_19.0
col17_2.0 | Height,
col17_20.0 | IEC60255-27,Supply / Input 1, IEC60255-27,Supply / Input 2, IEC60255-27,Supply / Input 3, IEC60255-27,Supply / Output 1, IEC60255-27,Supply / Output 2, IEC60255-27,Output 1 / Output 2, IEC60255-27,Input 1 / Output 1, IEC60255-27,Input 1 / Output 2, IEC60255-27,Input 2 / Output 1, IEC60255-27,Input 2 / Output 2, IEC60255-27,Input 3 / Output 1, IEC60255-27,Input 3 / Output 2, IEC60255-27,Input 1 / Input 2, IEC60255-27,Input 2 / Input 3, IEC60255-27,Input 1 / Input 3,
col17_21.0
col17_22.0
col17_23.0 | Generic immunity standard, IEC61000-4-2,Electrostatic discharge, IEC61000-4-3,Radiated RF & electromagnetic field, IEC61000-4-4,Fast transient / burst, IEC61000-4-5,Surge, IEC61000-4-6,Conducted RF disturbance, IEC61000-4-8,Power frequency magnetic field, IEC61000-4-11,Voltage dips, short interruption & variations on power line, IEC61000-4-18,1 MHz oscillation wave, IEC61000-4-29,DC voltage interruption, IEC61000-4-13,Low frequency harmonics, Germanisher Lloyd,Conducted low frequency interference (harmonics), Generic emission standard, EN55022 / CISPR22,Radiated RF & electromagnetic field (IT equiment), EN55011 / CISPR11,Radiated RF & electromagnetic field (Medical equiment), Germanisher Lloyd,Radiated emission from enclosure port, EN55022 / CISPR22,Conducted RF emission on power line (IT equiment), EN55011 / CISPR11,Conducted RF emission on power line (Medical equiment), Germanisher Lloyd,Conducted emission,
col17_29.0 | IEC60529,Terminal Block, IEC60529,Housing, IEC60529,Front Panel,
col17_298.0
col17_3.0 | Width,
col17_30.0 | Power supply availability, Power supply not availability, Timing in-progress, Output is energized, Output is de-energized, Range Setting Changes,
col17_31.0
col17_32.0
col17_33.0 | IEC60068-2-30,Damp heat,
col17_34.0 | through Un power reset, through front panel reset, through input control reset,
col17_35.0 | on crossing the threshold,
col17_36.0 | IEC60068-3-3
col17_37.0 | IEC60068-2-27
col17_38.0
col17_39.0
col17_4.0 | IEC60255-27,Supply / Input 1, IEC60255-27,Supply / Input 2, IEC60255-27,Supply / Input 3, IEC60255-27,Supply / Output 1, IEC60255-27,Supply / Output 2, IEC60255-27,Output 1 / Output 2, IEC60255-27,Input 1 / Output 1, IEC60255-27,Input 1 / Output 2, IEC60255-27,Input 2 / Output 1, IEC60255-27,Input 2 / Output 2, IEC60255-27,Input 3 / Output 1, IEC60255-27,Input 3 / Output 2, IEC60255-27,Input 1 / Input 2, IEC60255-27,Input 2 / Input 3, IEC60255-27,Input 1 / Input 3,
col17_40.0 | IEC60664-1
col17_41.0 | IEC60947-5-1
col17_42.0 | IEC60947-1,Tightening torque,
col17_43.0 | IEC60068-2-6
col17_45.0
col17_47.0
col17_48.0 | MTTF, B10,
col17_49.0 | IEC60947-5-1,Relay Output by external fuse, IEC62314,Solid State Output by external fuse,
col17_5.0
col17_50.0 | In relation to normal vertical mounting plane,
col17_51.0 | IEC/EN 60715,Without socket, IEC/EN 60715,With socket,
col17_53.0
col17_54.0
col17_55.0 | IEC60664-1
col17_59.0 | Maximum switching voltage, Maximum switching current, Maximum switching capacity,
col17_6.0 | IEC60947-4-1,AC-1, IEC60947-4-1,DC-1, IEC60947-5-1,AC-15, IEC60947-5-1,DC-13,
col17_60.0 | IEC60947-5-4,Minimum switching voltage, IEC60947-5-4,Minimum switching current, IEC60947-5-4,Minimum switching capacity,
col17_61.0 | Horizontal, Vertical,
col17_62.0
col17_63.0 | R1 (11-12-14), R2 (21-22-24),
col17_64.0
col17_65.0
col17_67.0
col17_68.0 | "OFF" delay, "ON" delay, Inhibition,
col17_7.0 | IEC60664-1,Supply, IEC60664-1,Input 1, IEC60664-1,Input 2, IEC60664-1,Input 3, IEC60664-1,Output 1, IEC60664-1,Output 2, IEC60664-1,Supply / Input 1,Galvanic IEC60664-1,Supply / Input 2,Isolated IEC60664-1,Supply / Input 3,Circuit IEC60664-1,Supply / Output 1, IEC60664-1,Supply / Output 2, IEC60664-1,Output 1 / Output 2, IEC60664-1,Input 1 / Output 1, IEC60664-1,Input 1 / Output 2, IEC60664-1,Input 2 / Output 1, IEC60664-1,Input 2 / Output 2, IEC60664-1,Input 3 / Output 1, IEC60664-1,Input 3 / Output 2, IEC60664-1,Input 1 / Input 2, IEC60664-1,Input 2 / Input 3, IEC60664-1,Input 1 / Input 3,
col17_70.0
col17_77.0 | IEC61810-1,Rated switching current,
col17_78.0 | IEC61810-1,Rated switching voltage,
col17_8.0 | IEC60664-1,Supply, IEC60664-1,Input 1, IEC60664-1,Input 2, IEC60664-1,Input 3, IEC60664-1,Output 1, IEC60664-1,Output 2, IEC60664-1,Supply / Input 1,Galvanic IEC60664-1,Supply / Input 2,Isolated IEC60664-1,Supply / Input 3,Circuit IEC60664-1,Supply / Output 1, IEC60664-1,Supply / Output 2, IEC60664-1,Output 1 / Output 2, IEC60664-1,Input 1 / Output 1, IEC60664-1,Input 1 / Output 2, IEC60664-1,Input 2 / Output 1, IEC60664-1,Input 2 / Output 2, IEC60664-1,Input 3 / Output 1, IEC60664-1,Input 3 / Output 2, IEC60664-1,Input 1 / Input 2, IEC60664-1,Input 2 / Input 3, IEC60664-1,Input 1 / Input 3,
col17_9.0 | IEC61810-1
col17_92.0 | IEC62314,Only for solid state output,
col17_93.0 | IEC62314,Only for solid state output,
col17_96.0 | "OFF" delay, "ON" delay, Inhibition,
col18 | IEC60721-3-3,Climatic category, Germanisher Lloyd,Environmental category, IEC60947-5-1,Cyclic Damp Heat Test, Supply,Rated Input 1,Voltage Input 2,Spec Input 3, Output 1, Output 2, Over / undervoltage (windows mode), Over voltage, Undervoltage , E1-M / B1-C, E2-M / B2-C, E3-M / B3-C, A1+ / A2-, Built in current transformer, E1-M / B1-C, E2-M / B2-C, E3-M / B3-C, A1+ / A2-, Built in current transformer, E1-M / B1-C, E2-M / B2-C, E3-M / B3-C, A1+ / A2-, Built in current transformer, E1-M / B1-C, E2-M / B2-C, E3-M / B3-C, A1+ / A2-, Built in current transformer, MTTFd, B10d,
col18_1.0 | Depth,
col18_10.0
col18_11.0
col18_12.0 | Operation,
col18_13.0 | Storage,
col18_14.0 | IEC60068-2-29
col18_15.0 | Cable stripping length,
col18_16.0 | Supply,Terminal Input 1, Input 2, Input 3, Output 1, Output 2,
col18_17.0 | IEC60947-1,Solid cable without cable end (screw terminal), IEC60947-1,Flexible cable with cable end (screw terminal), IEC60947-1,Solid cable (spring terminal), IEC60947-1,Flexible cable (spring terminal),
col18_18.0
col18_19.0
col18_2.0 | Height,
col18_20.0 | IEC60255-27,Supply / Input 1, IEC60255-27,Supply / Input 2, IEC60255-27,Supply / Input 3, IEC60255-27,Supply / Output 1, IEC60255-27,Supply / Output 2, IEC60255-27,Output 1 / Output 2, IEC60255-27,Input 1 / Output 1, IEC60255-27,Input 1 / Output 2, IEC60255-27,Input 2 / Output 1, IEC60255-27,Input 2 / Output 2, IEC60255-27,Input 3 / Output 1, IEC60255-27,Input 3 / Output 2, IEC60255-27,Input 1 / Input 2, IEC60255-27,Input 2 / Input 3, IEC60255-27,Input 1 / Input 3,
col18_21.0
col18_22.0
col18_23.0 | Generic immunity standard, IEC61000-4-2,Electrostatic discharge, IEC61000-4-3,Radiated RF & electromagnetic field, IEC61000-4-4,Fast transient / burst, IEC61000-4-5,Surge, IEC61000-4-6,Conducted RF disturbance, IEC61000-4-8,Power frequency magnetic field, IEC61000-4-11,Voltage dips, short interruption & variations on power line, IEC61000-4-18,1 MHz oscillation wave, IEC61000-4-29,DC voltage interruption, IEC61000-4-13,Low frequency harmonics, Germanisher Lloyd,Conducted low frequency interference (harmonics), Generic emission standard, EN55022 / CISPR22,Radiated RF & electromagnetic field (IT equiment), EN55011 / CISPR11,Radiated RF & electromagnetic field (Medical equiment), Germanisher Lloyd,Radiated emission from enclosure port, EN55022 / CISPR22,Conducted RF emission on power line (IT equiment), EN55011 / CISPR11,Conducted RF emission on power line (Medical equiment), Germanisher Lloyd,Conducted emission,
col18_29.0 | IEC60529,Terminal Block, IEC60529,Housing, IEC60529,Front Panel,
col18_298.0
col18_3.0 | Width,
col18_30.0 | Power supply availability, Power supply not availability, Timing in-progress, Output is energized, Output is de-energized, Range Setting Changes,
col18_31.0
col18_32.0
col18_33.0 | IEC60068-2-30,Damp heat,
col18_34.0 | through Un power reset, through front panel reset, through input control reset,
col18_35.0 | on crossing the threshold,
col18_36.0 | IEC60068-3-3
col18_37.0 | IEC60068-2-27
col18_38.0
col18_39.0
col18_4.0 | IEC60255-27,Supply / Input 1, IEC60255-27,Supply / Input 2, IEC60255-27,Supply / Input 3, IEC60255-27,Supply / Output 1, IEC60255-27,Supply / Output 2, IEC60255-27,Output 1 / Output 2, IEC60255-27,Input 1 / Output 1, IEC60255-27,Input 1 / Output 2, IEC60255-27,Input 2 / Output 1, IEC60255-27,Input 2 / Output 2, IEC60255-27,Input 3 / Output 1, IEC60255-27,Input 3 / Output 2, IEC60255-27,Input 1 / Input 2, IEC60255-27,Input 2 / Input 3, IEC60255-27,Input 1 / Input 3,
col18_40.0 | IEC60664-1
col18_41.0 | IEC60947-5-1
col18_42.0 | IEC60947-1,Tightening torque,
col18_43.0 | IEC60068-2-6
col18_45.0
col18_47.0
col18_48.0 | MTTF, B10,
col18_49.0 | IEC60947-5-1,Relay Output by external fuse, IEC62314,Solid State Output by external fuse,
col18_5.0
col18_50.0 | In relation to normal vertical mounting plane,
col18_51.0 | IEC/EN 60715,Without socket, IEC/EN 60715,With socket,
col18_53.0
col18_54.0
col18_55.0 | IEC60664-1
col18_59.0 | Maximum switching voltage, Maximum switching current, Maximum switching capacity,
col18_6.0 | IEC60947-4-1,AC-1, IEC60947-4-1,DC-1, IEC60947-5-1,AC-15, IEC60947-5-1,DC-13,
col18_60.0 | IEC60947-5-4,Minimum switching voltage, IEC60947-5-4,Minimum switching current, IEC60947-5-4,Minimum switching capacity,
col18_61.0 | Horizontal, Vertical,
col18_62.0
col18_63.0 | R1 (11-12-14), R2 (21-22-24),
col18_64.0
col18_65.0
col18_67.0
col18_68.0 | "OFF" delay, "ON" delay, Inhibition,
col18_7.0 | IEC60664-1,Supply, IEC60664-1,Input 1, IEC60664-1,Input 2, IEC60664-1,Input 3, IEC60664-1,Output 1, IEC60664-1,Output 2, IEC60664-1,Supply / Input 1,Galvanic IEC60664-1,Supply / Input 2,Isolated IEC60664-1,Supply / Input 3,Circuit IEC60664-1,Supply / Output 1, IEC60664-1,Supply / Output 2, IEC60664-1,Output 1 / Output 2, IEC60664-1,Input 1 / Output 1, IEC60664-1,Input 1 / Output 2, IEC60664-1,Input 2 / Output 1, IEC60664-1,Input 2 / Output 2, IEC60664-1,Input 3 / Output 1, IEC60664-1,Input 3 / Output 2, IEC60664-1,Input 1 / Input 2, IEC60664-1,Input 2 / Input 3, IEC60664-1,Input 1 / Input 3,
col18_70.0
col18_77.0 | IEC61810-1,Rated switching current,
col18_78.0 | IEC61810-1,Rated switching voltage,
col18_8.0 | IEC60664-1,Supply, IEC60664-1,Input 1, IEC60664-1,Input 2, IEC60664-1,Input 3, IEC60664-1,Output 1, IEC60664-1,Output 2, IEC60664-1,Supply / Input 1,Galvanic IEC60664-1,Supply / Input 2,Isolated IEC60664-1,Supply / Input 3,Circuit IEC60664-1,Supply / Output 1, IEC60664-1,Supply / Output 2, IEC60664-1,Output 1 / Output 2, IEC60664-1,Input 1 / Output 1, IEC60664-1,Input 1 / Output 2, IEC60664-1,Input 2 / Output 1, IEC60664-1,Input 2 / Output 2, IEC60664-1,Input 3 / Output 1, IEC60664-1,Input 3 / Output 2, IEC60664-1,Input 1 / Input 2, IEC60664-1,Input 2 / Input 3, IEC60664-1,Input 1 / Input 3,
col18_9.0 | IEC61810-1
col18_92.0 | IEC62314,Only for solid state output,
col18_93.0 | IEC62314,Only for solid state output,
col18_96.0 | "OFF" delay, "ON" delay, Inhibition,
col19 | IEC60721-3-3,Climatic category, Germanisher Lloyd,Environmental category, IEC60947-5-1,Cyclic Damp Heat Test, Supply,Rated Input 1,Voltage Input 2,Spec Input 3, Output 1, Output 2, Over / undervoltage (windows mode), Over voltage, Undervoltage , E1-M / B1-C, E2-M / B2-C, E3-M / B3-C, A1+ / A2-, Built in current transformer, E1-M / B1-C, E2-M / B2-C, E3-M / B3-C, A1+ / A2-, Built in current transformer, E1-M / B1-C, E2-M / B2-C, E3-M / B3-C, A1+ / A2-, Built in current transformer, E1-M / B1-C, E2-M / B2-C, E3-M / B3-C, A1+ / A2-, Built in current transformer, MTTFd, B10d,
col19_1.0 | Depth,
col19_10.0
col19_11.0
col19_12.0 | Operation,
col19_13.0 | Storage,
col19_14.0 | IEC60068-2-29
col19_15.0 | Cable stripping length,
col19_16.0 | Supply,Terminal Input 1, Input 2, Input 3, Output 1, Output 2,
col19_17.0 | IEC60947-1,Solid cable without cable end (screw terminal), IEC60947-1,Flexible cable with cable end (screw terminal), IEC60947-1,Solid cable (spring terminal), IEC60947-1,Flexible cable (spring terminal),
col19_18.0
col19_19.0
col19_2.0 | Height,
col19_20.0 | IEC60255-27,Supply / Input 1, IEC60255-27,Supply / Input 2, IEC60255-27,Supply / Input 3, IEC60255-27,Supply / Output 1, IEC60255-27,Supply / Output 2, IEC60255-27,Output 1 / Output 2, IEC60255-27,Input 1 / Output 1, IEC60255-27,Input 1 / Output 2, IEC60255-27,Input 2 / Output 1, IEC60255-27,Input 2 / Output 2, IEC60255-27,Input 3 / Output 1, IEC60255-27,Input 3 / Output 2, IEC60255-27,Input 1 / Input 2, IEC60255-27,Input 2 / Input 3, IEC60255-27,Input 1 / Input 3,
col19_21.0
col19_22.0
col19_23.0 | Generic immunity standard, IEC61000-4-2,Electrostatic discharge, IEC61000-4-3,Radiated RF & electromagnetic field, IEC61000-4-4,Fast transient / burst, IEC61000-4-5,Surge, IEC61000-4-6,Conducted RF disturbance, IEC61000-4-8,Power frequency magnetic field, IEC61000-4-11,Voltage dips, short interruption & variations on power line, IEC61000-4-18,1 MHz oscillation wave, IEC61000-4-29,DC voltage interruption, IEC61000-4-13,Low frequency harmonics, Germanisher Lloyd,Conducted low frequency interference (harmonics), Generic emission standard, EN55022 / CISPR22,Radiated RF & electromagnetic field (IT equiment), EN55011 / CISPR11,Radiated RF & electromagnetic field (Medical equiment), Germanisher Lloyd,Radiated emission from enclosure port, EN55022 / CISPR22,Conducted RF emission on power line (IT equiment), EN55011 / CISPR11,Conducted RF emission on power line (Medical equiment), Germanisher Lloyd,Conducted emission,
col19_29.0 | IEC60529,Terminal Block, IEC60529,Housing, IEC60529,Front Panel,
col19_298.0
col19_3.0 | Width,
col19_30.0 | Power supply availability, Power supply not availability, Timing in-progress, Output is energized, Output is de-energized, Range Setting Changes,
col19_31.0
col19_32.0
col19_33.0 | IEC60068-2-30,Damp heat,
col19_34.0 | through Un power reset, through front panel reset, through input control reset,
col19_35.0 | on crossing the threshold,
col19_36.0 | IEC60068-3-3
col19_37.0 | IEC60068-2-27
col19_38.0
col19_39.0
col19_4.0 | IEC60255-27,Supply / Input 1, IEC60255-27,Supply / Input 2, IEC60255-27,Supply / Input 3, IEC60255-27,Supply / Output 1, IEC60255-27,Supply / Output 2, IEC60255-27,Output 1 / Output 2, IEC60255-27,Input 1 / Output 1, IEC60255-27,Input 1 / Output 2, IEC60255-27,Input 2 / Output 1, IEC60255-27,Input 2 / Output 2, IEC60255-27,Input 3 / Output 1, IEC60255-27,Input 3 / Output 2, IEC60255-27,Input 1 / Input 2, IEC60255-27,Input 2 / Input 3, IEC60255-27,Input 1 / Input 3,
col19_40.0 | IEC60664-1
col19_41.0 | IEC60947-5-1
col19_42.0 | IEC60947-1,Tightening torque,
col19_43.0 | IEC60068-2-6
col19_45.0
col19_47.0
col19_48.0 | MTTF, B10,
col19_49.0 | IEC60947-5-1,Relay Output by external fuse, IEC62314,Solid State Output by external fuse,
col19_5.0
col19_50.0 | In relation to normal vertical mounting plane,
col19_51.0 | IEC/EN 60715,Without socket, IEC/EN 60715,With socket,
col19_53.0
col19_54.0
col19_55.0 | IEC60664-1
col19_59.0 | Maximum switching voltage, Maximum switching current, Maximum switching capacity,
col19_6.0 | IEC60947-4-1,AC-1, IEC60947-4-1,DC-1, IEC60947-5-1,AC-15, IEC60947-5-1,DC-13,
col19_60.0 | IEC60947-5-4,Minimum switching voltage, IEC60947-5-4,Minimum switching current, IEC60947-5-4,Minimum switching capacity,
col19_61.0 | Horizontal, Vertical,
col19_62.0
col19_63.0 | R1 (11-12-14), R2 (21-22-24),
col19_64.0
col19_65.0
col19_67.0
col19_68.0 | "OFF" delay, "ON" delay, Inhibition,
col19_7.0 | IEC60664-1,Supply, IEC60664-1,Input 1, IEC60664-1,Input 2, IEC60664-1,Input 3, IEC60664-1,Output 1, IEC60664-1,Output 2, IEC60664-1,Supply / Input 1,Galvanic IEC60664-1,Supply / Input 2,Isolated IEC60664-1,Supply / Input 3,Circuit IEC60664-1,Supply / Output 1, IEC60664-1,Supply / Output 2, IEC60664-1,Output 1 / Output 2, IEC60664-1,Input 1 / Output 1, IEC60664-1,Input 1 / Output 2, IEC60664-1,Input 2 / Output 1, IEC60664-1,Input 2 / Output 2, IEC60664-1,Input 3 / Output 1, IEC60664-1,Input 3 / Output 2, IEC60664-1,Input 1 / Input 2, IEC60664-1,Input 2 / Input 3, IEC60664-1,Input 1 / Input 3,
col19_70.0
col19_77.0 | IEC61810-1,Rated switching current,
col19_78.0 | IEC61810-1,Rated switching voltage,
col19_8.0 | IEC60664-1,Supply, IEC60664-1,Input 1, IEC60664-1,Input 2, IEC60664-1,Input 3, IEC60664-1,Output 1, IEC60664-1,Output 2, IEC60664-1,Supply / Input 1,Galvanic IEC60664-1,Supply / Input 2,Isolated IEC60664-1,Supply / Input 3,Circuit IEC60664-1,Supply / Output 1, IEC60664-1,Supply / Output 2, IEC60664-1,Output 1 / Output 2, IEC60664-1,Input 1 / Output 1, IEC60664-1,Input 1 / Output 2, IEC60664-1,Input 2 / Output 1, IEC60664-1,Input 2 / Output 2, IEC60664-1,Input 3 / Output 1, IEC60664-1,Input 3 / Output 2, IEC60664-1,Input 1 / Input 2, IEC60664-1,Input 2 / Input 3, IEC60664-1,Input 1 / Input 3,
col19_9.0 | IEC61810-1
col19_92.0 | IEC62314,Only for solid state output,
col19_93.0 | IEC62314,Only for solid state output,
col19_96.0 | "OFF" delay, "ON" delay, Inhibition,
col50 | IEC60721-3-3,Climatic category, Germanisher Lloyd,Environmental category, IEC60947-5-1,Cyclic Damp Heat Test, Supply,Rated Input 1,Voltage Input 2,Spec Input 3, Output 1, Output 2, Measurement mode, MTTFd, B10d,
col50_1.0 | Depth,
col50_10.0
col50_11.0
col50_12.0 | Operation,
col50_13.0 | Storage,
col50_14.0 | IEC60068-2-29
col50_15.0 | Cable stripping length,
col50_16.0 | Supply,Terminal Input 1, Input 2, Input 3, Output 1, Output 2,
col50_17.0 | IEC60947-1,Solid cable without cable end (screw terminal), IEC60947-1,Flexible cable with cable end (screw terminal), IEC60947-1,Solid cable (spring terminal), IEC60947-1,Flexible cable (spring terminal),
col50_18.0
col50_19.0
col50_2.0 | Height,
col50_20.0 | IEC60255-27,Supply / Input 1, IEC60255-27,Supply / Input 2, IEC60255-27,Supply / Input 3, IEC60255-27,Supply / Output 1, IEC60255-27,Supply / Output 2, IEC60255-27,Output 1 / Output 2, IEC60255-27,Input 1 / Output 1, IEC60255-27,Input 1 / Output 2, IEC60255-27,Input 2 / Output 1, IEC60255-27,Input 2 / Output 2, IEC60255-27,Input 3 / Output 1, IEC60255-27,Input 3 / Output 2, IEC60255-27,Input 1 / Input 2, IEC60255-27,Input 2 / Input 3, IEC60255-27,Input 1 / Input 3,
col50_21.0
col50_22.0
col50_23.0 | Generic immunity standard, IEC61000-4-2,Electrostatic discharge, IEC61000-4-3,Radiated RF & electromagnetic field, IEC61000-4-4,Fast transient / burst, IEC61000-4-5,Surge, IEC61000-4-6,Conducted RF disturbance, IEC61000-4-8,Power frequency magnetic field, IEC61000-4-11,Voltage dips, short interruption & variations on power line, IEC61000-4-18,1 MHz oscillation wave, IEC61000-4-29,DC voltage interruption, IEC61000-4-13,Low frequency harmonics, Germanisher Lloyd,Conducted low frequency interference (harmonics), Generic emission standard, EN55022 / CISPR22,Radiated RF & electromagnetic field (IT equiment), EN55011 / CISPR11,Radiated RF & electromagnetic field (Medical equiment), Germanisher Lloyd,Radiated emission from enclosure port, EN55022 / CISPR22,Conducted RF emission on power line (IT equiment), EN55011 / CISPR11,Conducted RF emission on power line (Medical equiment), Germanisher Lloyd,Conducted emission,
col50_24.0 | Phase cut, Phase sequence, Over / undervoltage (symmetry windows mode), Over voltage, Undervoltage , Phase asymmetry, Disconnection of neutral, Voltage Regeneration, Extreme undervoltage (Phase loss), Extreme Overvoltage, Extreme Asymmetry,
col50_25.0 | Rated frequency, Frequency operating range,
col50_26.0 | Input nominal voltage selection,
col50_27.0 | Input terminal,
col50_28.0 | Internal input resistance,
col50_29.0 | IEC60529,Terminal Block, IEC60529,Housing, IEC60529,Front Panel,
col50_298.0
col50_3.0 | Width,
col50_30.0 | Power supply availability, Power supply not availability, Timing in-progress, Output is energized, Output is de-energized, Range Setting Changes, Phase Cut, Phase Sequence Swap, Undervoltage <U, Overvoltage >U, Phase Asymmetry, Voltage Regeneration, Extreme Undervoltage <U (Phase loss), Extreme Overvoltage >U, Extreme Phase Asymmetry,
col50_31.0
col50_32.0
col50_33.0 | IEC60068-2-30,Damp heat,XX
col50_34.0 | through Un power reset, through front panel reset, through input control reset,
col50_35.0 | on crossing the threshold,
col50_36.0 | IEC60068-3-3
col50_37.0 | IEC60068-2-27
col50_38.0
col50_39.0
col50_4.0 | IEC60255-27,Supply / Input 1, IEC60255-27,Supply / Input 2, IEC60255-27,Supply / Input 3, IEC60255-27,Supply / Output 1, IEC60255-27,Supply / Output 2, IEC60255-27,Output 1 / Output 2, IEC60255-27,Input 1 / Output 1, IEC60255-27,Input 1 / Output 2, IEC60255-27,Input 2 / Output 1, IEC60255-27,Input 2 / Output 2, IEC60255-27,Input 3 / Output 1, IEC60255-27,Input 3 / Output 2, IEC60255-27,Input 1 / Input 2, IEC60255-27,Input 2 / Input 3, IEC60255-27,Input 1 / Input 3,
col50_40.0 | IEC60664-1
col50_41.0 | IEC60947-5-1
col50_42.0 | IEC60947-1,Tightening torque,
col50_43.0 | IEC60068-2-6
col50_44.0 | Setting accuracy,
col50_45.0
col50_46.0 | Repeat accuracy (constant parameters),
col50_47.0
col50_48.0 | MTTF, B10,
col50_49.0 | IEC60947-5-1,Relay Output by external fuse, IEC62314,Solid State Output by external fuse,
col50_5.0
col50_50.0 | In relation to normal vertical mounting plane,
col50_51.0 | IEC/EN 60715,Without socket, IEC/EN 60715,With socket,
col50_53.0
col50_54.0
col50_55.0 | IEC60664-1
col50_58.0 | Maximum measuring cycles,
col50_59.0 | Maximum switching voltage, Maximum switching current, Maximum switching capacity,
col50_6.0 | IEC60947-4-1,AC-1, IEC60947-4-1,DC-1, IEC60947-5-1,AC-15, IEC60947-5-1,DC-13,
col50_60.0 | IEC60947-5-4,Minimum switching voltage, IEC60947-5-4,Minimum switching current, IEC60947-5-4,Minimum switching capacity,
col50_61.0 | Horizontal, Vertical,
col50_62.0
col50_63.0 | R1 (11-12-14), R2 (21-22-24),
col50_64.0
col50_65.0
col50_66.0 | permissible input overload,
col50_67.0
col50_68.0 | "OFF" delay, "ON" delay, Inhibition,
col50_69.0 | Phase cut, Phase sequence, Over / undervoltage (symmetry windows mode), Over voltage, Undervoltage , Phase asymmetry, Disconnection of neutral, Voltage Regeneration, Extreme undervoltage (Phase loss), Extreme Overvoltage, Extreme Asymmetry,
col50_7.0 | IEC60664-1,Supply, IEC60664-1,Input 1, IEC60664-1,Input 2, IEC60664-1,Input 3, IEC60664-1,Output 1, IEC60664-1,Output 2, IEC60664-1,Supply / Input 1,Galvanic IEC60664-1,Supply / Input 2,Isolated IEC60664-1,Supply / Input 3,Circuit IEC60664-1,Supply / Output 1, IEC60664-1,Supply / Output 2, IEC60664-1,Output 1 / Output 2, IEC60664-1,Input 1 / Output 1, IEC60664-1,Input 1 / Output 2, IEC60664-1,Input 2 / Output 1, IEC60664-1,Input 2 / Output 2, IEC60664-1,Input 3 / Output 1, IEC60664-1,Input 3 / Output 2, IEC60664-1,Input 1 / Input 2, IEC60664-1,Input 2 / Input 3, IEC60664-1,Input 1 / Input 3,
col50_70.0
col50_71.0 | Measurement error with supply voltage variation, Measurement error with temperature variation,
col50_77.0 | IEC61810-1,Rated switching current,
col50_78.0 | IEC61810-1,Rated switching voltage,
col50_8.0 | IEC60664-1,Supply, IEC60664-1,Input 1, IEC60664-1,Input 2, IEC60664-1,Input 3, IEC60664-1,Output 1, IEC60664-1,Output 2, IEC60664-1,Supply / Input 1,Galvanic IEC60664-1,Supply / Input 2,Isolated IEC60664-1,Supply / Input 3,Circuit IEC60664-1,Supply / Output 1, IEC60664-1,Supply / Output 2, IEC60664-1,Output 1 / Output 2, IEC60664-1,Input 1 / Output 1, IEC60664-1,Input 1 / Output 2, IEC60664-1,Input 2 / Output 1, IEC60664-1,Input 2 / Output 2, IEC60664-1,Input 3 / Output 1, IEC60664-1,Input 3 / Output 2, IEC60664-1,Input 1 / Input 2, IEC60664-1,Input 2 / Input 3, IEC60664-1,Input 1 / Input 3,
col50_81.0 | Phase lost , Phase sequence, Over / undervoltage (symmetry windows mode), Over voltage, Undervoltage , Phase asymmetry, Disconnection of neutral, Voltage Regeneration, Extreme undervoltage, Extreme overvoltage, Extreme asymmetry,
col50_9.0 | IEC61810-1
col50_92.0 | IEC62314,Only for solid state output,
col50_93.0 | IEC62314,Only for solid state output,
col50_94.0 | Measurement method,
col50_95.0 | Phase lost , Phase sequence, Over / undervoltage (symmetry windows mode), Over voltage, Undervoltage , Phase asymmetry, Disconnection of neutral, Voltage Regeneration, Extreme undervoltage, Extreme Overvoltage, Extreme Asymmetry,
col50_96.0 | "OFF" delay, "ON" delay, Inhibition,
col51 | IEC60721-3-3,Climatic category, Germanisher Lloyd,Environmental category, IEC60947-5-1,Cyclic Damp Heat Test, Supply,Rated Input 1,Voltage Input 2,Spec Input 3, Output 1, Output 2, Measurement mode, MTTFd, B10d,
col51_1.0 | Depth,
col51_10.0
col51_11.0
col51_12.0 | Operation,
col51_13.0 | Storage,
col51_14.0 | IEC60068-2-29
col51_15.0 | Cable stripping length,
col51_16.0 | Supply,Terminal Input 1, Input 2, Input 3, Output 1, Output 2,
col51_17.0 | IEC60947-1,Solid cable without cable end (screw terminal), IEC60947-1,Flexible cable with cable end (screw terminal), IEC60947-1,Solid cable (spring terminal), IEC60947-1,Flexible cable (spring terminal),
col51_18.0
col51_19.0
col51_2.0 | Height,
col51_20.0 | IEC60255-27,Supply / Input 1, IEC60255-27,Supply / Input 2, IEC60255-27,Supply / Input 3, IEC60255-27,Supply / Output 1, IEC60255-27,Supply / Output 2, IEC60255-27,Output 1 / Output 2, IEC60255-27,Input 1 / Output 1, IEC60255-27,Input 1 / Output 2, IEC60255-27,Input 2 / Output 1, IEC60255-27,Input 2 / Output 2, IEC60255-27,Input 3 / Output 1, IEC60255-27,Input 3 / Output 2, IEC60255-27,Input 1 / Input 2, IEC60255-27,Input 2 / Input 3, IEC60255-27,Input 1 / Input 3,
col51_21.0
col51_22.0
col51_23.0 | Generic immunity standard, IEC61000-4-2,Electrostatic discharge, IEC61000-4-3,Radiated RF & electromagnetic field, IEC61000-4-4,Fast transient / burst, IEC61000-4-5,Surge, IEC61000-4-6,Conducted RF disturbance, IEC61000-4-8,Power frequency magnetic field, IEC61000-4-11,Voltage dips, short interruption & variations on power line, IEC61000-4-18,1 MHz oscillation wave, IEC61000-4-29,DC voltage interruption, IEC61000-4-13,Low frequency harmonics, Germanisher Lloyd,Conducted low frequency interference (harmonics), Generic emission standard, EN55022 / CISPR22,Radiated RF & electromagnetic field (IT equiment), EN55011 / CISPR11,Radiated RF & electromagnetic field (Medical equiment), Germanisher Lloyd,Radiated emission from enclosure port, EN55022 / CISPR22,Conducted RF emission on power line (IT equiment), EN55011 / CISPR11,Conducted RF emission on power line (Medical equiment), Germanisher Lloyd,Conducted emission,
col51_24.0 | Phase cut, Phase sequence, Over / undervoltage (symmetry windows mode), Over voltage, Undervoltage , Phase asymmetry, Disconnection of neutral, Voltage Regeneration, Extreme undervoltage (Phase loss), Extreme Overvoltage, Extreme Asymmetry,
col51_25.0 | Rated frequency, Frequency operating range,
col51_26.0 | Input nominal voltage selection,
col51_27.0 | Input terminal,
col51_28.0 | Internal input resistance,
col51_29.0 | IEC60529,Terminal Block, IEC60529,Housing, IEC60529,Front Panel,
col51_298.0
col51_3.0 | Width,
col51_30.0 | Power supply availability, Power supply not availability, Timing in-progress, Output is energized, Output is de-energized, Range Setting Changes, Phase Cut, Phase Sequence Swap, Undervoltage <U, Overvoltage >U, Phase Asymmetry, Voltage Regeneration, Extreme Undervoltage <U (Phase loss), Extreme Overvoltage >U, Extreme Phase Asymmetry,
col51_31.0
col51_32.0
col51_33.0 | IEC60068-2-30,Damp heat,XX
col51_34.0 | through Un power reset, through front panel reset, through input control reset,
col51_35.0 | on crossing the threshold,
col51_36.0 | IEC60068-3-3
col51_37.0 | IEC60068-2-27
col51_38.0
col51_39.0
col51_4.0 | IEC60255-27,Supply / Input 1, IEC60255-27,Supply / Input 2, IEC60255-27,Supply / Input 3, IEC60255-27,Supply / Output 1, IEC60255-27,Supply / Output 2, IEC60255-27,Output 1 / Output 2, IEC60255-27,Input 1 / Output 1, IEC60255-27,Input 1 / Output 2, IEC60255-27,Input 2 / Output 1, IEC60255-27,Input 2 / Output 2, IEC60255-27,Input 3 / Output 1, IEC60255-27,Input 3 / Output 2, IEC60255-27,Input 1 / Input 2, IEC60255-27,Input 2 / Input 3, IEC60255-27,Input 1 / Input 3,
col51_40.0 | IEC60664-1
col51_41.0 | IEC60947-5-1
col51_42.0 | IEC60947-1,Tightening torque,
col51_43.0 | IEC60068-2-6
col51_44.0 | Setting accuracy,
col51_45.0
col51_46.0 | Repeat accuracy (constant parameters),
col51_47.0
col51_48.0 | MTTF, B10,
col51_49.0 | IEC60947-5-1,Relay Output by external fuse, IEC62314,Solid State Output by external fuse,
col51_5.0
col51_50.0 | In relation to normal vertical mounting plane,
col51_51.0 | IEC/EN 60715,Without socket, IEC/EN 60715,With socket,
col51_53.0
col51_54.0
col51_55.0 | IEC60664-1
col51_58.0 | Maximum measuring cycles,
col51_59.0 | Maximum switching voltage, Maximum switching current, Maximum switching capacity,
col51_6.0 | IEC60947-4-1,AC-1, IEC60947-4-1,DC-1, IEC60947-5-1,AC-15, IEC60947-5-1,DC-13,
col51_60.0 | IEC60947-5-4,Minimum switching voltage, IEC60947-5-4,Minimum switching current, IEC60947-5-4,Minimum switching capacity,
col51_61.0 | Horizontal, Vertical,
col51_62.0
col51_63.0 | R1 (11-12-14), R2 (21-22-24),
col51_64.0
col51_65.0
col51_66.0 | permissible input overload,
col51_67.0
col51_68.0 | "OFF" delay, "ON" delay, Inhibition,
col51_69.0 | Phase cut, Phase sequence, Over / undervoltage (symmetry windows mode), Over voltage, Undervoltage , Phase asymmetry, Disconnection of neutral, Voltage Regeneration, Extreme undervoltage (Phase loss), Extreme Overvoltage, Extreme Asymmetry,
col51_7.0 | IEC60664-1,Supply, IEC60664-1,Input 1, IEC60664-1,Input 2, IEC60664-1,Input 3, IEC60664-1,Output 1, IEC60664-1,Output 2, IEC60664-1,Supply / Input 1,Galvanic IEC60664-1,Supply / Input 2,Isolated IEC60664-1,Supply / Input 3,Circuit IEC60664-1,Supply / Output 1, IEC60664-1,Supply / Output 2, IEC60664-1,Output 1 / Output 2, IEC60664-1,Input 1 / Output 1, IEC60664-1,Input 1 / Output 2, IEC60664-1,Input 2 / Output 1, IEC60664-1,Input 2 / Output 2, IEC60664-1,Input 3 / Output 1, IEC60664-1,Input 3 / Output 2, IEC60664-1,Input 1 / Input 2, IEC60664-1,Input 2 / Input 3, IEC60664-1,Input 1 / Input 3,
col51_70.0
col51_71.0 | Measurement error with supply voltage variation, Measurement error with temperature variation,
col51_77.0 | IEC61810-1,Rated switching current,
col51_78.0 | IEC61810-1,Rated switching voltage,
col51_8.0 | IEC60664-1,Supply, IEC60664-1,Input 1, IEC60664-1,Input 2, IEC60664-1,Input 3, IEC60664-1,Output 1, IEC60664-1,Output 2, IEC60664-1,Supply / Input 1,Galvanic IEC60664-1,Supply / Input 2,Isolated IEC60664-1,Supply / Input 3,Circuit IEC60664-1,Supply / Output 1, IEC60664-1,Supply / Output 2, IEC60664-1,Output 1 / Output 2, IEC60664-1,Input 1 / Output 1, IEC60664-1,Input 1 / Output 2, IEC60664-1,Input 2 / Output 1, IEC60664-1,Input 2 / Output 2, IEC60664-1,Input 3 / Output 1, IEC60664-1,Input 3 / Output 2, IEC60664-1,Input 1 / Input 2, IEC60664-1,Input 2 / Input 3, IEC60664-1,Input 1 / Input 3,
col51_81.0 | Phase lost , Phase sequence, Over / undervoltage (symmetry windows mode), Over voltage, Undervoltage , Phase asymmetry, Disconnection of neutral, Voltage Regeneration, Extreme undervoltage, Extreme overvoltage, Extreme asymmetry,
col51_9.0 | IEC61810-1
col51_92.0 | IEC62314,Only for solid state output,
col51_93.0 | IEC62314,Only for solid state output,
col51_94.0 | Measurement method,
col51_95.0 | Phase lost , Phase sequence, Over / undervoltage (symmetry windows mode), Over voltage, Undervoltage , Phase asymmetry, Disconnection of neutral, Voltage Regeneration, Extreme undervoltage, Extreme Overvoltage, Extreme Asymmetry,
col51_96.0 | "OFF" delay, "ON" delay, Inhibition,
col52 | IEC60721-3-3,Climatic category, Germanisher Lloyd,Environmental category, IEC60947-5-1,Cyclic Damp Heat Test, Supply,Rated Input 1,Voltage Input 2,Spec Input 3, Output 1, Output 2, Measurement mode, MTTFd, B10d,
col52_1.0 | Depth,
col52_10.0
col52_11.0
col52_12.0 | Operation,
col52_13.0 | Storage,
col52_14.0 | IEC60068-2-29
col52_15.0 | Cable stripping length,
col52_16.0 | Supply,Terminal Input 1, Input 2, Input 3, Output 1, Output 2,
col52_17.0 | IEC60947-1,Solid cable without cable end (screw terminal), IEC60947-1,Flexible cable with cable end (screw terminal), IEC60947-1,Solid cable (spring terminal), IEC60947-1,Flexible cable (spring terminal),
col52_18.0
col52_19.0
col52_2.0 | Height,
col52_20.0 | IEC60255-27,Supply / Input 1, IEC60255-27,Supply / Input 2, IEC60255-27,Supply / Input 3, IEC60255-27,Supply / Output 1, IEC60255-27,Supply / Output 2, IEC60255-27,Output 1 / Output 2, IEC60255-27,Input 1 / Output 1, IEC60255-27,Input 1 / Output 2, IEC60255-27,Input 2 / Output 1, IEC60255-27,Input 2 / Output 2, IEC60255-27,Input 3 / Output 1, IEC60255-27,Input 3 / Output 2, IEC60255-27,Input 1 / Input 2, IEC60255-27,Input 2 / Input 3, IEC60255-27,Input 1 / Input 3,
col52_21.0
col52_22.0
col52_23.0 | Generic immunity standard, IEC61000-4-2,Electrostatic discharge, IEC61000-4-3,Radiated RF & electromagnetic field, IEC61000-4-4,Fast transient / burst, IEC61000-4-5,Surge, IEC61000-4-6,Conducted RF disturbance, IEC61000-4-8,Power frequency magnetic field, IEC61000-4-11,Voltage dips, short interruption & variations on power line, IEC61000-4-18,1 MHz oscillation wave, IEC61000-4-29,DC voltage interruption, IEC61000-4-13,Low frequency harmonics, Germanisher Lloyd,Conducted low frequency interference (harmonics), Generic emission standard, EN55022 / CISPR22,Radiated RF & electromagnetic field (IT equiment), EN55011 / CISPR11,Radiated RF & electromagnetic field (Medical equiment), Germanisher Lloyd,Radiated emission from enclosure port, EN55022 / CISPR22,Conducted RF emission on power line (IT equiment), EN55011 / CISPR11,Conducted RF emission on power line (Medical equiment), Germanisher Lloyd,Conducted emission,
col52_24.0 | Phase cut, Phase sequence, Over / undervoltage (symmetry windows mode), Over voltage, Undervoltage , Phase asymmetry, Disconnection of neutral, Voltage Regeneration, Extreme undervoltage (Phase loss), Extreme Overvoltage, Extreme Asymmetry,
col52_25.0 | Rated frequency, Frequency operating range,
col52_26.0 | Input nominal voltage selection,
col52_27.0 | Input terminal,
col52_28.0 | Internal input resistance,
col52_29.0 | IEC60529,Terminal Block, IEC60529,Housing, IEC60529,Front Panel,
col52_298.0
col52_3.0 | Width,
col52_30.0 | Power supply availability, Power supply not availability, Timing in-progress, Output is energized, Output is de-energized, Range Setting Changes, Phase Cut, Phase Sequence Swap, Undervoltage <U, Overvoltage >U, Phase Asymmetry, Voltage Regeneration, Extreme Undervoltage <U (Phase loss), Extreme Overvoltage >U, Extreme Phase Asymmetry,
col52_31.0
col52_32.0
col52_33.0 | IEC60068-2-30,Damp heat,XX
col52_34.0 | through Un power reset, through front panel reset, through input control reset,
col52_35.0 | on crossing the threshold,
col52_36.0 | IEC60068-3-3
col52_37.0 | IEC60068-2-27
col52_38.0
col52_39.0
col52_4.0 | IEC60255-27,Supply / Input 1, IEC60255-27,Supply / Input 2, IEC60255-27,Supply / Input 3, IEC60255-27,Supply / Output 1, IEC60255-27,Supply / Output 2, IEC60255-27,Output 1 / Output 2, IEC60255-27,Input 1 / Output 1, IEC60255-27,Input 1 / Output 2, IEC60255-27,Input 2 / Output 1, IEC60255-27,Input 2 / Output 2, IEC60255-27,Input 3 / Output 1, IEC60255-27,Input 3 / Output 2, IEC60255-27,Input 1 / Input 2, IEC60255-27,Input 2 / Input 3, IEC60255-27,Input 1 / Input 3,
col52_40.0 | IEC60664-1
col52_41.0 | IEC60947-5-1
col52_42.0 | IEC60947-1,Tightening torque,
col52_43.0 | IEC60068-2-6
col52_44.0 | Setting accuracy,
col52_45.0
col52_46.0 | Repeat accuracy (constant parameters),
col52_47.0
col52_48.0 | MTTF, B10,
col52_49.0 | IEC60947-5-1,Relay Output by external fuse, IEC62314,Solid State Output by external fuse,
col52_5.0
col52_50.0 | In relation to normal vertical mounting plane,
col52_51.0 | IEC/EN 60715,Without socket, IEC/EN 60715,With socket,
col52_53.0
col52_54.0
col52_55.0 | IEC60664-1
col52_58.0 | Maximum measuring cycles,
col52_59.0 | Maximum switching voltage, Maximum switching current, Maximum switching capacity,
col52_6.0 | IEC60947-4-1,AC-1, IEC60947-4-1,DC-1, IEC60947-5-1,AC-15, IEC60947-5-1,DC-13,
col52_60.0 | IEC60947-5-4,Minimum switching voltage, IEC60947-5-4,Minimum switching current, IEC60947-5-4,Minimum switching capacity,
col52_61.0 | Horizontal, Vertical,
col52_62.0
col52_63.0 | R1 (11-12-14), R2 (21-22-24),
col52_64.0
col52_65.0
col52_66.0 | permissible input overload,
col52_67.0
col52_68.0 | "OFF" delay, "ON" delay, Inhibition,
col52_69.0 | Phase cut, Phase sequence, Over / undervoltage (symmetry windows mode), Over voltage, Undervoltage , Phase asymmetry, Disconnection of neutral, Voltage Regeneration, Extreme undervoltage (Phase loss), Extreme Overvoltage, Extreme Asymmetry,
col52_7.0 | IEC60664-1,Supply, IEC60664-1,Input 1, IEC60664-1,Input 2, IEC60664-1,Input 3, IEC60664-1,Output 1, IEC60664-1,Output 2, IEC60664-1,Supply / Input 1,Galvanic IEC60664-1,Supply / Input 2,Isolated IEC60664-1,Supply / Input 3,Circuit IEC60664-1,Supply / Output 1, IEC60664-1,Supply / Output 2, IEC60664-1,Output 1 / Output 2, IEC60664-1,Input 1 / Output 1, IEC60664-1,Input 1 / Output 2, IEC60664-1,Input 2 / Output 1, IEC60664-1,Input 2 / Output 2, IEC60664-1,Input 3 / Output 1, IEC60664-1,Input 3 / Output 2, IEC60664-1,Input 1 / Input 2, IEC60664-1,Input 2 / Input 3, IEC60664-1,Input 1 / Input 3,
col52_70.0
col52_71.0 | Measurement error with supply voltage variation, Measurement error with temperature variation,
col52_77.0 | IEC61810-1,Rated switching current,
col52_78.0 | IEC61810-1,Rated switching voltage,
col52_8.0 | IEC60664-1,Supply, IEC60664-1,Input 1, IEC60664-1,Input 2, IEC60664-1,Input 3, IEC60664-1,Output 1, IEC60664-1,Output 2, IEC60664-1,Supply / Input 1,Galvanic IEC60664-1,Supply / Input 2,Isolated IEC60664-1,Supply / Input 3,Circuit IEC60664-1,Supply / Output 1, IEC60664-1,Supply / Output 2, IEC60664-1,Output 1 / Output 2, IEC60664-1,Input 1 / Output 1, IEC60664-1,Input 1 / Output 2, IEC60664-1,Input 2 / Output 1, IEC60664-1,Input 2 / Output 2, IEC60664-1,Input 3 / Output 1, IEC60664-1,Input 3 / Output 2, IEC60664-1,Input 1 / Input 2, IEC60664-1,Input 2 / Input 3, IEC60664-1,Input 1 / Input 3,
col52_81.0 | Phase lost , Phase sequence, Over / undervoltage (symmetry windows mode), Over voltage, Undervoltage , Phase asymmetry, Disconnection of neutral, Voltage Regeneration, Extreme undervoltage, Extreme overvoltage, Extreme asymmetry,
col52_9.0 | IEC61810-1
col52_92.0 | IEC62314,Only for solid state output,
col52_93.0 | IEC62314,Only for solid state output,
col52_94.0 | Measurement method,
col52_95.0 | Phase lost , Phase sequence, Over / undervoltage (symmetry windows mode), Over voltage, Undervoltage , Phase asymmetry, Disconnection of neutral, Voltage Regeneration, Extreme undervoltage, Extreme Overvoltage, Extreme Asymmetry,
col52_96.0 | "OFF" delay, "ON" delay, Inhibition,